## Estimate
Item | Qty | Description | Weight | Ship | list | Mult | Cost | MU | Profit | SU | Unit Cost | Total Cost
A |  |  |  | 0 |  |  | 0 |  | 0 |  | #DIV/0! | #DIV/0!
|  |  |  | 0 |  |  | 0 |  | 0 |  | #DIV/0! | #DIV/0!
|  |  |  | 0 |  |  | 0 |  | 0 |  | #DIV/0! | #DIV/0!
|  |  |  | 0 |  |  | 0 |  | 0 |  | #DIV/0! | #DIV/0!
|  |  |  | 0 |  |  | 0 |  | 0 |  | #DIV/0! | #DIV/0!
|  |  |  | 0 |  |  | 0 |  | 0 |  | #DIV/0! | #DIV/0!
|  |  |  | 0 |  |  | 0 |  | 0 |  | #DIV/0! | #DIV/0!
|  |  |  | 0 |  |  | 0 |  | 0 |  | #DIV/0! | #DIV/0!
|  |  |  | 0 |  |  | 0 |  | 0 |  | #DIV/0! | #DIV/0!
|  |  |  | 0 |  |  | 0 |  | 0 |  | #DIV/0! | #DIV/0!
|  |  |  | 0 |  |  | 0 |  | 0 |  | #DIV/0! | #DIV/0!
|  |  |  | 0 |  |  | 0 |  | 0 |  | #DIV/0! | #DIV/0!
|  |  |  | 0 |  |  | 0 |  | 0 |  | #DIV/0! | #DIV/0!
|  |  |  | 0 |  |  | 0 |  | 0 |  | #DIV/0! | #DIV/0!
|  |  |  | 0 |  |  | 0 |  | 0 |  | #DIV/0! | #DIV/0!
|  |  |  | 0 |  |  | 0 |  | 0 |  | #DIV/0! | #DIV/0!
|  |  |  | 0 |  |  | 0 |  | 0 |  | #DIV/0! | #DIV/0!
|  |  |  | 0 |  |  | 0 |  | 0 |  | #DIV/0! | #DIV/0!
|  |  |  | 0 |  |  | 0 |  | 0 |  | #DIV/0! | #DIV/0!
|  |  |  | 0 |  |  | 0 |  | 0 |  | #DIV/0! | #DIV/0!
|  |  |  | 0 |  |  | 0 |  | 0 |  | #DIV/0! | #DIV/0!
|  |  |  | 0 |  |  | 0 |  | 0 |  | #DIV/0! | #DIV/0!
|  |  |  | 0 |  |  | 0 |  | 0 |  | #DIV/0! | #DIV/0!
|  |  |  | 0 |  |  | 0 |  | 0 |  | #DIV/0! | #DIV/0!
|  |  |  | 0 |  |  | 0 |  | 0 |  | #DIV/0! | #DIV/0!
|  |  |  | 0 |  |  | 0 |  | 0 |  | #DIV/0! | #DIV/0!
|  |  |  | 0 |  |  | 0 |  | 0 |  | #DIV/0! | #DIV/0!
|  |  |  | 0 |  |  | 0 |  | 0 |  | #DIV/0! | #DIV/0!
|  |  |  | 0 |  |  | 0 |  | 0 |  | #DIV/0! | #DIV/0!
|  |  |  | 0 |  |  | 0 |  | 0 |  | #DIV/0! | #DIV/0!
|  |  |  | 0 |  |  | 0 |  | 0 |  | #DIV/0! | #DIV/0!
|  |  |  | 0 |  |  | 0 |  | 0 |  | #DIV/0! | #DIV/0!
|  |  |  | 0 |  |  | 0 |  | 0 |  | #DIV/0! | #DIV/0!
|  |  |  | 0 |  |  | 0 |  | 0 |  | #DIV/0! | #DIV/0!
|  |  |  | 0 |  |  | 0 |  | 0 |  | #DIV/0! | #DIV/0!
|  |  |  | 0 |  |  | 0 |  | 0 |  | #DIV/0! | #DIV/0!
|  |  |  | 0 |  |  | 0 |  | 0 |  | #DIV/0! | #DIV/0!
|  |  |  | 0 |  |  | 0 |  | 0 |  | #DIV/0! | #DIV/0!
|  |  |  | 0 |  |  | 0 |  | 0 |  | #DIV/0! | #DIV/0!
|  |  |  | 0 |  |  | 0 |  | 0 |  | #DIV/0! | #DIV/0!
|  |  |  | 0 |  |  | 0 |  | 0 |  | #DIV/0! | #DIV/0!
|  |  |  | 0 |  |  | 0 |  | 0 |  | #DIV/0! | #DIV/0!
|  |  |  | 0 |  |  | 0 |  | 0 |  | #DIV/0! | #DIV/0!
|  |  |  | 0 |  |  | 0 |  | 0 |  | #DIV/0! | #DIV/0!
|  |  |  | 0 |  |  | 0 |  | 0 |  | #DIV/0! | #DIV/0!
|  |  |  | 0 |  |  | 0 |  | 0 |  | #DIV/0! | #DIV/0!
|  |  |  | 0 |  |  | 0 |  | 0 |  | #DIV/0! | #DIV/0!
|  |  |  | 0 |  |  | 0 |  | 0 |  | #DIV/0! | #DIV/0!
|  |  |  | 0 |  |  | 0 |  | 0 |  | #DIV/0! | #DIV/0!
|  |  |  | 0 |  |  | 0 |  | 0 |  | #DIV/0! | #DIV/0!
|  |  |  | 0 |  |  | 0 |  | 0 |  | #DIV/0! | #DIV/0!
|  |  |  | 0 |  |  | 0 |  | 0 |  | #DIV/0! | #DIV/0!
|  |  |  | 0 |  |  | 0 |  | 0 |  | #DIV/0! | #DIV/0!
|  |  |  | 0 |  |  | 0 |  | 0 |  | #DIV/0! | #DIV/0!
|  |  |  | 0 |  |  | 0 |  | 0 |  | #DIV/0! | #DIV/0!
|  |  |  | 0 |  |  | 0 |  | 0 |  | #DIV/0! | #DIV/0!
|  |  |  | 0 |  |  | 0 |  | 0 |  | #DIV/0! | #DIV/0!
|  |  |  | 0 |  |  | 0 |  | 0 |  | #DIV/0! | #DIV/0!
|  |  |  | 0 |  |  | 0 |  | 0 |  | #DIV/0! | #DIV/0!
|  |  |  | 0 |  |  | 0 |  | 0 |  | #DIV/0! | #DIV/0!
|  |  |  | 0 |  |  | 0 |  | 0 |  | #DIV/0! | #DIV/0!
|  |  |  | 0 |  |  | 0 |  | 0 |  | #DIV/0! | #DIV/0!
|  |  |  | 0 |  |  | 0 |  | 0 |  | #DIV/0! | #DIV/0!
|  |  |  | 0 |  |  | 0 |  | 0 |  | #DIV/0! | #DIV/0!
|  |  |  | 0 |  |  | 0 |  | 0 |  | #DIV/0! | #DIV/0!

## Armstrong
Item | Qty | Description | Weight | Ship | list | Mult | Cost | MU | Profit | SU | Unit Cost | Total Cost
Suction Guides
| 2 | 2"x1.5" Armstrong Model SG215 Suction Diffuser. #516860-004 | 31 | 18.6 | 475 | 0.4 | 380 | 0.25 | 95 |  | 246.8 | 493.6
| 2 | 2"x2" Armstrong Model SG22 Suction Diffuser. #516860-014 | 26 | 15.6 | 348 | 0.4 | 278.4 | 0.25 | 69.6 |  | 181.8 | 363.6
| 2 | 2.5"x2" Armstrong Model SG252 Suction Diffuser. #516860-015 | 29 | 17.4 | 362 | 0.4 | 289.6 | 0.25 | 72.4 |  | 189.7 | 379.4
| 2 | 3x2 Armstrong Model SG32 Suction Diffuser. #516860-016 | 31 | 18.6 | 420 | 0.4 | 336 | 0.25 | 84 |  | 219.3 | 438.6
| 2 | 2.5"x2.5" Armstrong Model SG2525 Suction Diffuser. #516860-017 | 34 | 20.4 | 620 | 0.4 | 496 | 0.25 | 124 |  | 320.2 | 640.4
| 2 | 3x2.5 Armstrong Model SG325 Suction Diffuser. #516860-018 | 35 | 21 | 643 | 0.4 | 514.4 | 0.25 | 128.6 |  | 332 | 664
| 2 | 3x3 Armstrong Model SG33 Suction Diffuser. #516860-019 | 45 | 27 | 650 | 0.4 | 520 | 0.25 | 130 |  | 338.5 | 677
| 2 | 4x3 Armstrong Model SG43 Suction Diffuser. #516860-020 | 53 | 31.8 | 757 | 0.4 | 605.6 | 0.25 | 151.4 |  | 394.4 | 788.8
| 2 | 4x4 Armstrong Model SG44 Suction Diffuser. #516860-021 | 72 | 43.2 | 885 | 0.4 | 708 | 0.25 | 177 |  | 464.1 | 928.2
| 2 | 5x4 Armstrong Model SG54 Suction Diffuser. #516860-022 | 79 | 47.4 | 995 | 0.4 | 796 | 0.25 | 199 |  | 521.2 | 1042.4
| 2 | 6x4 Armstrong Model SG64 Suction Diffuser. #516860-023 | 87 | 52.2 | 1054 | 0.4 | 843.2 | 0.25 | 210.8 |  | 553.1 | 1106.2
| 2 | 5"x5" Armstrong Model SG55 Suction Diffuser. #516860-024 | 99 | 59.4 | 1214 | 0.4 | 971.2 | 0.25 | 242.8 |  | 636.7 | 1273.4
| 2 | 6x5 Armstrong Model SG65 Suction Diffuser. #516860-025 | 103 | 61.8 | 1262 | 0.4 | 1009.6 | 0.25 | 252.4 |  | 661.9 | 1323.8
| 2 | 6x6 Armstrong Model SG66 Suction Diffuser. #516860-026 | 141 | 84.6 | 1308 | 0.4 | 1046.4 | 0.25 | 261.6 |  | 696.3 | 1392.6
| 2 | 8x6 Armstrong Model SG86 Suction Diffuser. #516860-027 | 180 | 108 | 1661 | 0.4 | 1328.8 | 0.25 | 332.2 |  | 884.5 | 1769
| 2 | 8x8 Armstrong Model SG88 Suction Diffuser. #516860-028 | 213 | 127.8 | 2939 | 0.4 | 2351.2 | 0.25 | 587.8 |  | 1533.4 | 3066.8
| 2 | 10x8 Armstrong Model SG1008 Suction Diffuser. #516860-029 | 246 | 147.6 | 3247 | 0.4 | 2597.6 | 0.25 | 649.4 |  | 1697.3 | 3394.6
| 2 | 10x10 Armstrong Model SG1010 Suction Diffuser. #516860-030 | 349 | 209.4 | 3894 | 0.4 | 3115.2 | 0.25 | 778.8 |  | 2051.7 | 4103.4
| 2 | 12x10 Armstrong Model SG1210 Suction Diffuser. #516860-031 | 390 | 234 | 4299 | 0.4 | 3439.2 | 0.25 | 859.8 |  | 2266.5 | 4533
| 2 | 12x12 Armstrong Model SG1212 Suction Diffuser. #516860-032 | 641 | 384.6 | 7175 | 0.4 | 5740 | 0.25 | 1435 |  | 3779.8 | 7559.6
| 2 | 14x12 Armstrong Model SG1412 Suction Diffuser. #516860-033 | 637 | 382.2 | 7426 | 0.4 | 5940.8 | 0.25 | 1485.2 |  | 3904.1 | 7808.2
| 2 | 14x14 Armstrong Model SG1414 Suction Diffuser. #516862-210 | 600 | 276 | 12982 | 0.4 | 10385.6 | 0.25 | 2596.4 |  | 6629 | 13258
| 2 | 16x14 Armstrong Model SG1614 Suction Diffuser. #516862-212 | 625 | 287.5 | 14221 | 0.4 | 11376.8 | 0.25 | 2844.2 |  | 7254.25 | 14508.5
| 2 | 18x14 Armstrong Model SG1814 Suction Diffuser. #516862-214 | 690 | 317.4 | 15450 | 0.4 | 12360 | 0.25 | 3090 |  | 7883.7 | 15767.4
Triple Duty Valves
| 2 | 1-1/2" American HVAC Triple Duty Valve - Threaded. TDV-015-T | 40 | 24 | 368 | 0.35 | 257.6 | 0.35 | 90.16 |  | 185.88 | 371.76
| 2 | 2" American HVAC Triple Duty Valve - Threaded. TDV-020-T | 40 | 24 | 368 | 0.35 | 257.6 | 0.35 | 90.16 |  | 185.88 | 371.76
| 2 | 2-1/2" Armstrong Model FTV-2.5 Triple Duty Valve with Flanged Connections. #570200-376 | 39 | 23.4 | 607 | 0.4 | 485.6 | 0.25 | 121.4 |  | 315.2 | 630.4
| 2 | 3" Armstrong Model FTV-3 Triple Duty Valve with Flanged Connections. #570200-377 | 44 | 26.4 | 651 | 0.4 | 520.8 | 0.25 | 130.2 |  | 338.7 | 677.4
| 2 | 4" Armstrong Model FTV-4 Triple Duty Valve with Flanged Connections. #570200-378 | 59 | 35.4 | 1220 | 0.4 | 976 | 0.25 | 244 |  | 627.7 | 1255.4
| 2 | 5" Armstrong Model FTV-5 Triple Duty Valve with Flanged Connections.#570200-379 | 112 | 67.2 | 1519 | 0.4 | 1215.2 | 0.25 | 303.8 |  | 793.1 | 1586.2
| 2 | 6" Armstrong Model FTV-6 Triple Duty Valve with Flanged Connections. #570200-380 | 167 | 100.2 | 1817 | 0.4 | 1453.6 | 0.25 | 363.4 |  | 958.6 | 1917.2
| 2 | 8" Armstrong Model FTV-8 Triple Duty Valve with Flanged Connections. #570200-381 | 344 | 206.4 | 3677 | 0.4 | 2941.6 | 0.25 | 735.4 |  | 1941.7 | 3883.4
| 2 | 10" Armstrong Model FTV-10 Triple Duty Valve with Flanged Connections. #570200-382 | 603 | 361.8 | 5258 | 0.4 | 4206.4 | 0.25 | 1051.6 |  | 2809.9 | 5619.8
| 2 | 12" Armstrong Model FTV-12 Triple Duty Valve with Flanged Connections. #570200-383 | 1006 | 603.6 | 8433 | 0.4 | 6746.4 | 0.25 | 1686.6 |  | 4518.3 | 9036.6
| 2 | 2.5" Armstrong Model FTV-2.5 Triple Duty Valve with Grooved Connections. #570200-386 | 25 | 15 | 514 | 0.4 | 411.2 | 0.25 | 102.8 |  | 264.5 | 529
| 2 | 3" Armstrong Model FTV-3 Triple Duty Valve with Grooved Connections. #570200-387 | 28 | 16.8 | 551 | 0.4 | 440.8 | 0.25 | 110.2 |  | 283.9 | 567.8
| 2 | 4" Armstrong Model FTV-4 Triple Duty Valve with Grooved Connections. #570200-388 | 41 | 24.6 | 1119 | 0.4 | 895.2 | 0.25 | 223.8 |  | 571.8 | 1143.6
| 2 | 5" Armstrong Model FTV-5 Triple Duty Valve with Grooved Connections. #570200-389 | 90 | 54 | 1414 | 0.4 | 1131.2 | 0.25 | 282.8 |  | 734 | 1468
| 2 | 6" Armstrong Model FTV-6 Triple Duty Valve with Grooved Connections. #570200-390 | 130 | 78 | 1703 | 0.4 | 1362.4 | 0.25 | 340.6 |  | 890.5 | 1781
| 2 | 8" Armstrong Model FTV-8 Triple Duty Valve with Grooved Connections. #570200-391 | 300 | 180 | 3274 | 0.4 | 2619.2 | 0.25 | 654.8 |  | 1727 | 3454
| 2 | 10" Armstrong Model FTV-10 Triple Duty Valve with Grooved Connections. #570200-392 | 450 | 270 | 4754 | 0.4 | 3803.2 | 0.25 | 950.8 |  | 2512 | 5024
| 2 | 12" Armstrong Model FTV-12 Triple Duty Valve with Grooved Connections. #570200-393 | 860 | 516 | 7771 | 0.4 | 6216.8 | 0.25 | 1554.2 |  | 4143.5 | 8287
Vortex Air Separators
| 1 | 2" Armstrong Model VAS-2 Vortex Air Separator with Stainless Steel Strainer. #570287-002 | 89 | 26.7 | 1037.4 | 0.4 | 414.96 | 0.25 | 103.74 |  | 545.4 | 545.4
| 1 | 2.5" Armstrong Model VAS-2-1/2 Vortex Air Separator with Stainless Steel Strainer. #570288-002 | 126 | 37.8 | 1187.5 | 0.4 | 475 | 0.25 | 118.75 |  | 631.55 | 631.55
| 1 | 3" Armstrong Model VAS-3 Vortex Air Separator with Stainless Steel Strainer.#570289-002 | 130 | 39 | 1800.25 | 0.4 | 720.1 | 0.25 | 180.025 |  | 939.125 | 939.125
| 1 | 4" Armstrong Model VAS-4 Vortex Air Separators with stainless steel strainer.#574116-033 "UM" Certification | 169 | 50.7 | 2781.6 | 0.4 | 1112.64 | 0.25 | 278.16 |  | 1441.5 | 1441.5
| 1 | 5" Armstrong Model VAS-5 Vortex Air Separators with stainless steel strainer.#574116-034 "UM" Certification | 226 | 67.8 | 3617.6 | 0.4 | 1447.04 | 0.25 | 361.76 |  | 1876.6 | 1876.6
| 1 | 6" Armstrong Model VAS-6 Vortex Air Separators with stainless steel strainer.#574116-035 "UM" Certification | 279 | 83.7 | 4346.25 | 0.4 | 1738.5 | 0.25 | 434.625 |  | 2256.825 | 2256.825
| 1 | 8" Armstrong Model VAS-8 Vortex Air Separator with stainless steel strainer.#570116-036 "U" Certification | 409 | 122.7 | 6497.05 | 0.4 | 2598.82 | 0.25 | 649.705 |  | 3371.225 | 3371.225
| 1 | 10" Armstrong Model VAS-10 Vortex Air Separator with stainless steel strainer. #570116-037 "U" Certification | 693 | 207.9 | 10211.55 | 0.4 | 4084.62 | 0.25 | 1021.155 |  | 5313.675 | 5313.675
| 1 | 12" Armstrong Model VAS-12 Vortex Air Separator with stainless steel strainer. #570116-038 "U" Certification | 1055 | 316.5 | 14661.35 | 0.4 | 5864.54 | 0.25 | 1466.135 |  | 7647.175 | 7647.175
| 1 | 14" Armstrong Model VAS-14 Vortex Air Separator with stainless steel strainer. #570116-139 "U" Certification | 2200 | 660 | 26913.5 | 0.4 | 10765.4 | 0.25 | 2691.35 |  | 14116.75 | 14116.75
| 1 | 16" Armstrong Model VAS-16 Vortex Air Separator with stainless steel strainer. #570116-140 "U" Certification | 4300 | 1290 | 28420.2 | 0.4 | 11368.08 | 0.25 | 2842.02 |  | 15500.1 | 15500.1
| 1 | 18" Armstrong Model VAS-18 Vortex Air Separator with stainless steel strainer. #570116-141 "U" Certification | 4900 | 1470 | 44452.4 | 0.4 | 17780.96 | 0.25 | 4445.24 |  | 23696.2 | 23696.2
| 1 | 3/4" Metraflex Model MV-15A High Capacity Air Vent. | 10 | 9 | 126 | 0.4 | 50.4 | 0.3 | 15.12 |  | 74.52 | 74.52
| 1 | 3/4" Armstrong Model HRD-70 Pressure Reducing Valve. #207936-300 | 20 | 6 | 168 | 0.4 | 67.2 | 0.4 | 26.88 |  | 100.08 | 100.08
Less Strainer
| 1 | 2" Armstrong Model VA-2 - Vortex Air Separator less Strainer. #570287-003 "UM" Certification | 83 | 24.9 | 851.1 | 0.4 | 340.44 | 0.25 | 85.11 |  | 450.45 | 450.45
| 1 | 2.5" Armstrong Model VA-2.5 - Vortex Air Separator less Strainer. #570288-003 "UM" Certification | 120 | 36 | 1110.55 | 0.4 | 444.22 | 0.25 | 111.055 |  | 591.275 | 591.275
| 1 | 3" Armstrong Model VA-3 - Vortex Air Separator less Strainer. #570289-003 "UM" Certification | 125 | 37.5 | 1354.7 | 0.4 | 541.88 | 0.25 | 135.47 |  | 714.85 | 714.85
| 1 | 4" Armstrong Model VA-4 Vortex Air Separator less Strainer. #574114-023 "UM" Certification | 120 | 36 | 2282.85 | 0.4 | 913.14 | 0.25 | 228.285 |  | 1177.425 | 1177.425
| 1 | 5" Armstrong Model VA-5 Vortex Air Separator less Strainer. #574114-024 "UM" Certification | 164 | 49.2 | 3036.2 | 0.4 | 1214.48 | 0.25 | 303.62 |  | 1567.3 | 1567.3
| 1 | 6" Armstrong Model VA-6 Vortex Air Separator less Strainer. #574114-025 "UM" Certification | 217 | 65.1 | 3652.75 | 0.4 | 1461.1 | 0.25 | 365.275 |  | 1891.475 | 1891.475
| 1 | 8" Armstrong Model VA-8 Vortex Air Separator less Strainer. #570114-026 "U" Certification | 350 | 105 | 4995.1 | 0.4 | 1998.04 | 0.25 | 499.51 |  | 2602.55 | 2602.55
| 1 | 10" Armstrong Model VA-10 Vortex Air Separator less Strainer. #570114-027 "U" Certification | 523 | 156.9 | 7574.35 | 0.4 | 3029.74 | 0.25 | 757.435 |  | 3944.075 | 3944.075
DAS - Dirt/Air Separators (vent required)
| 1 | 2" Armstrong Model DAS-2 Dirt/Air Separator #574520-001 | 80 | 18.4 | 2838.6 | 0.4 | 1135.44 | 0.25 | 283.86 |  | 1437.7 | 1437.7
| 1 | 2.5" Armstrong Model DAS-2.5 Dirt/Air Separator #574520-003 | 100 | 23 | 3105.55 | 0.4 | 1242.22 | 0.25 | 310.555 |  | 1575.775 | 1575.775
| 1 | 3" Armstrong Model DAS-3 Dirt/Air Separator #574520-005 | 120 | 27.6 | 3843.7 | 0.4 | 1537.48 | 0.25 | 384.37 |  | 1949.45 | 1949.45
| 1 | 4" Armstrong Model DAS-4 Dirt/Air Separator #574520-007 | 210 | 48.3 | 4871.6 | 0.4 | 1948.64 | 0.25 | 487.16 |  | 2484.1 | 2484.1
| 1 | 5" Armstrong Model DAS-5 Dirt/Air Separator #574520-009 | 270 | 62.1 | 7474.6 | 0.4 | 2989.84 | 0.25 | 747.46 |  | 3799.4 | 3799.4
| 1 | 6" Armstrong Model DAS-6 Dirt/Air Separator #574520-010 | 325 | 74.75 | 10879.4 | 0.4 | 4351.76 | 0.25 | 1087.94 |  | 5514.45 | 5514.45
| 1 | 8" Armstrong Model DAS-8 Dirt/Air Separator #574520-011 | 640 | 147.2 | 16217.45 | 0.4 | 6486.98 | 0.25 | 1621.745 |  | 8255.925 | 8255.925
| 1 | 10" Armstrong Model DAS-10 Dirt/Air Separator #574520-012 | 920 | 211.6 | 25728.85 | 0.4 | 10291.54 | 0.25 | 2572.885 |  | 13076.025 | 13076.025
| 1 | 12" Armstrong Model DAS-12 Dirt/Air Separator #574520-013 | 1400 | 322 | 32696.15 | 0.4 | 13078.46 | 0.25 | 3269.615 |  | 16670.075 | 16670.075
| 1 | 2" Armstrong Model DAS-2(Q) Dirt/Air Separator, non-ASME #574540-001 | 80 | 18.4 | 2280.95 | 0.4 | 912.38 | 0.25 | 228.095 |  | 1158.875 | 1158.875
| 1 | 2.5" Armstrong Model DAS-2.5(Q) Dirt/Air Separator, non-ASME #574540-003 | 100 | 23 | 2415.85 | 0.4 | 966.34 | 0.25 | 241.585 |  | 1230.925 | 1230.925
| 1 | 3" Armstrong Model DAS-3(Q) Dirt/Air Separator, non-ASME #574540-005 | 120 | 27.6 | 3154.95 | 0.4 | 1261.98 | 0.25 | 315.495 |  | 1605.075 | 1605.075
| 1 | 4" Armstrong Model DAS-4(Q) Dirt/Air Separator, non-ASME #574540-007 | 210 | 48.3 | 3832.3 | 0.4 | 1532.92 | 0.25 | 383.23 |  | 1964.45 | 1964.45
| 1 | 5" Armstrong Model DAS-5(Q) Dirt/Air Separator, non-ASME #574540-009 | 270 | 62.1 | 5822.55 | 0.4 | 2329.02 | 0.25 | 582.255 |  | 2973.375 | 2973.375
| 1 | 6" Armstrong Model DAS-6(Q) Dirt/Air Separator, non-ASME #574540-010 | 325 | 74.75 | 8535.75 | 0.4 | 3414.3 | 0.25 | 853.575 |  | 4342.625 | 4342.625
| 1 | 8" Armstrong Model DAS-8(Q) Dirt/Air Separator, non-ASME #574540-011 | 640 | 147.2 | 12717.65 | 0.4 | 5087.06 | 0.25 | 1271.765 |  | 6506.025 | 6506.025
| 1 | 10" Armstrong Model DAS-10(Q) Dirt/Air Separator, non-ASME #574540-012 | 920 | 211.6 | 19912 | 0.4 | 7964.8 | 0.25 | 1991.2 |  | 10167.6 | 10167.6
| 1 | 12" Armstrong Model DAS-12(Q) Dirt/Air Separator, non-ASME #574540-013 | 1400 | 322 | 25436.25 | 0.4 | 10174.5 | 0.25 | 2543.625 |  | 13040.125 | 13040.125
|  |  |  | 0 |  |  | 0 |  | 0
|  |  |  | 0 |  |  | 0 |  | 0
Expansion Tanks
| 1 | Armstrong Model AX-15 Horizontal Expansion Diaphragm Type Tank, ASME, 7.8 Gallon, 2.8 Gallon Acceptance.#570139-200 | 37 | 11.1 | 803.7 | 0.4 | 321.48 | 0.25 | 80.37 |  | 412.95 | 412.95
| 1 | Armstrong Model AX-20 Horizontal Diaphragm Type Expansion Tank, ASME, 10.9 Gallon, 2.8 Gallon Acceptance.#570139-201 | 46 | 13.8 | 826.5 | 0.4 | 330.6 | 0.25 | 82.65 |  | 427.05 | 427.05
| 1 | Armstrong Model AX-40 Horizontal Expansion Diaphragm TypeTank, ASME, 21.7 Gallon, 5.6 Gallon Acceptance. #570139-202 | 82 | 24.6 | 1274.9 | 0.4 | 509.96 | 0.25 | 127.49 |  | 662.05 | 662.05
| 1 | Armstrong Model AX-60 Horizontal Diaphragm Type Expansion Tank, ASME, 33.6 Gallon, 12.5 Gallon Acceptance.#570139-203 | 103 | 30.9 | 1313.85 | 0.4 | 525.54 | 0.25 | 131.385 |  | 687.825 | 687.825
| 1 | Armstrong Model AX-80 Horizontal Diaphragm Type Expansion Tank, ASME, 44.4 Gallon, 23.2 Gallon Acceptance. #570139-204 | 145 | 43.5 | 1817.35 | 0.4 | 726.94 | 0.25 | 181.735 |  | 952.175 | 952.175
| 1 | Armstrong Model AX-100 Horizontal Diaphragm Type Diaphragm Type Expansion Tank, ASME, 55.7 Gallon, 23.5 Gallon Acceptance. #570139-205 | 167 | 50.1 | 1911.4 | 0.4 | 764.56 | 0.25 | 191.14 |  | 1005.8 | 1005.8
| 1 | Armstrong Model AX-120 Horizontal Diaphragm Type Expansion Tank, ASME, 68 Gallon, 35.6 Gallon Acceptance. #570139-206 | 210 | 63 | 2289.5 | 0.4 | 915.8 | 0.25 | 228.95 |  | 1207.75 | 1207.75
| 1 | Armstrong Model AX-144 Horizontal Diaphragm Type Expansion Tank, ASME, 77 Gallon Tank, 42.5 Gallon Acceptance. #572139-207 | 240 | 72 | 2448.15 | 0.4 | 979.26 | 0.25 | 244.815 |  | 1296.075 | 1296.075
| 1 | Armstrong Model AX-180 Horizontal Diaphragm Type Expansion Tank, ASME, 90 Gallon Tank, 42.5 Gallon Acceptance. #572139-208 | 242 | 72.6 | 2704.65 | 0.4 | 1081.86 | 0.25 | 270.465 |  | 1424.925 | 1424.925
| 1 | Armstrong Model AX-200 Horizontal Diaphragm Type Expansion Tank, ASME, 110 Gallon Tank, 53 Gallon Acceptance. #572139-209 | 275 | 82.5 | 2752.15 | 0.4 | 1100.86 | 0.25 | 275.215 |  | 1458.575 | 1458.575
| 1 | Armstrong Model AX-240 Horizontal Diaphragm Type Expansion Tank, ASME, 132 Gallon Tank, 69.3 Gallon Acceptance. #572139-210 | 398 | 119.4 | 3487.45 | 0.4 | 1394.98 | 0.25 | 348.745 |  | 1863.125 | 1863.125
| 1 | Armstrong Model AX-260 Horizontal Diaphragm Type Expansion Tank, ASME, 159Gallon Tank, 79 Gallon Acceptance. #572139-211 | 550 | 165 | 4010.9 | 0.4 | 1604.36 | 0.25 | 401.09 |  | 2170.45 | 2170.45
| 1 | Armstrong Model AX-15V Vertical Diaphragm Type Expansion Tank, ASME, 8 Gallon Tank, 2.8 Gallon Acceptance. #572006-097 | 43 | 12.9 | 840 | 0.4 | 336 | 0.25 | 84 |  | 432.9 | 432.9
| 1 | Armstrong Model AX-20V Vertical Diaphragm Type Expansion Tank, ASME, 11 Gallon Tank, 2.8 Gallon Acceptance. #572006-098 | 45 | 13.5 | 865 | 0.4 | 346 | 0.25 | 86.5 |  | 446 | 446
| 1 | Armstrong Model AX-40V Vertical Diaphragm Type Expansion Tank, ASME, 22 Gallon Tank, 5.6 Gallon Acceptance.#572006-099 | 90 | 27 | 1275 | 0.4 | 510 | 0.25 | 127.5 |  | 664.5 | 664.5
| 1 | Armstrong Model AX-60V Vertical Diaphragm Type Expansion Tank, ASME, 34 Gallon Tank, 12.5 Gallon Acceptance. #572006-100 | 110 | 33 | 1295 | 0.4 | 518 | 0.25 | 129.5 |  | 680.5 | 680.5
| 1 | Armstrong Model AX-80V Vertical Diaphragm Type Expansion Tank, ASME, 44 Gallon Tank, 23Gallon Acceptance.#572006-101 | 146 | 43.8 | 1670 | 0.4 | 668 | 0.25 | 167 |  | 878.8 | 878.8
| 1 | Armstrong Model AX-100V Vertical Diaphragm Type Expansion Tank, ASME, 56 Gallon Tank, 23.2 Gallon Acceptance. #572006-102 | 167 | 50.1 | 1795 | 0.4 | 718 | 0.25 | 179.5 |  | 947.6 | 947.6
| 1 | Armstrong Model AX-120V Vertical Diaphragm Type Expansion Tank, ASME, 67 Gallon Tank, 35.6 Gallon Acceptance. #572006-103 | 224 | 67.2 | 2205 | 0.4 | 882 | 0.25 | 220.5 |  | 1169.7 | 1169.7
| 1 | Armstrong Model AX-144 Vertical Diaphragm Type Expansion Tank, ASME, 77 Gallon Tank, 42.5 Gallon Acceptance. #572006-104 | 244 | 73.2 | 2380 | 0.4 | 952 | 0.25 | 238 |  | 1263.2 | 1263.2
| 1 | Armstrong Model AX-180V Vertical Diaphragm Type Expansion Tank, ASME, 91 Gallon Tank, 42.5 Gallon Acceptance. #572006-105 | 266 | 79.8 | 2635 | 0.4 | 1054 | 0.25 | 263.5 |  | 1397.3 | 1397.3
| 1 | Armstrong Model AX-200V Vertical Diaphragm Type Expansion Tank, ASME, 111 Gallon Tank, 53 Gallon Acceptance. #572006-106 | 296 | 88.8 | 2695 | 0.4 | 1078 | 0.25 | 269.5 |  | 1436.3 | 1436.3
| 1 | Armstrong Model AX-240V Vertical Diaphragm Type Expansion Tank, ASME, 132Gallon Tank, 69.3 Gallon Acceptance. #572006-107 | 427 | 128.1 | 3340 | 0.4 | 1336 | 0.25 | 334 |  | 1798.1 | 1798.1
| 1 | Armstrong Model AX-260V Vertical Diaphragm Type Expansion Tank, ASME, 158 Gallon Tank, 79 Gallon Acceptance. #572006-108 | 476 | 142.8 | 3905 | 0.4 | 1562 | 0.25 | 390.5 |  | 2095.3 | 2095.3
| 1 | Armstrong Model AX-280V Vertical Diaphragm Type Expansion Tank, ASME, 211 Gallon Tank, 114.8 Gallon Acceptance. #572006-109 | 745 | 223.5 | 4490 | 0.4 | 1796 | 0.25 | 449 |  | 2468.5 | 2468.5
| 1 | Armstrong Model 35-L Bladder Expansion Tank, 10 gallon # 572006-196 | 40 | 12 | 1435 | 0.4 | 574 | 0.25 | 143.5 |  | 729.5 | 729.5
| 1 | Armstrong Model 50-L Bladder Expansion Tank, 13 gallon # 572006-197 | 50 | 15 | 1545 | 0.4 | 618 | 0.25 | 154.5 |  | 787.5 | 787.5
| 1 | Armstrong Model 85-L Bladder Expansion Tank, 23 gallon # 572006-198 | 90 | 27 | 2000 | 0.4 | 800 | 0.25 | 200 |  | 1027 | 1027
| 1 | Armstrong Model 135-L Bladder Expansion Tank, 35 gallon # 572006-199 | 125 | 37.5 | 2505 | 0.4 | 1002 | 0.25 | 250.5 |  | 1290 | 1290
| 1 | Armstrong Model A 200-L ASME Bladder Expansion Tank 53 Gallon. #573000-000 | 192 | 57.6 | 4614 | 0.4 | 1845.6 | 0.25 | 461.4 |  | 2364.6 | 2364.6
| 1 | Armstrong Model A 300-L ASME Bladder Expansion Tank 80 Gallon. #573001-000 | 268 | 80.4 | 4919 | 0.4 | 1967.6 | 0.25 | 491.9 |  | 2539.9 | 2539.9
| 1 | Armstrong Model A 400L Bladder Expansion Tank, ASME, 106 Gallon. #573002-000 | 309 | 92.7 | 5342 | 0.4 | 2136.8 | 0.25 | 534.2 |  | 2763.7 | 2763.7
| 1 | Armstrong Model A 500L Bladder Expansion Tank, ASME, 132 Gallon. #573003-000 | 328 | 98.4 | 6095 | 0.4 | 2438 | 0.25 | 609.5 |  | 3145.9 | 3145.9
| 1 | Armstrong Model A 600L Bladder Expansion Tank, ASME, 158 Gallon. #573004-000 | 510 | 153 | 7052 | 0.4 | 2820.8 | 0.25 | 705.2 |  | 3679 | 3679
| 1 | Armstrong Model A 800L Bladder Expansion Tank, ASME, 211 Gallon. #573005-000 | 565 | 169.5 | 7809 | 0.4 | 3123.6 | 0.25 | 780.9 |  | 4074 | 4074
| 1 | Armstrong Model A 1000L Bladder Expansion Tank, ASME, 264 Gallon. #573006-000 | 691 | 207.3 | 8715 | 0.4 | 3486 | 0.25 | 871.5 |  | 4564.8 | 4564.8
| 1 | Armstrong Model 1200L Bladder Expansion Tank, ASME, 317 Gallon. #573007-000 | 779 | 233.7 | 9690 | 0.4 | 3876 | 0.25 | 969 |  | 5078.7 | 5078.7
| 1 | Armstrong Model 1400L Bladder Expansion Tank, ASME, 370 Gallon. #573008-000 | 905 | 271.5 | 10857 | 0.4 | 4342.8 | 0.25 | 1085.7 |  | 5700 | 5700
| 1 | Armstrong Model 1600L Bladder Expansion Tank, ASME, 422 Gallon. #572006-209 | 1183 | 354.9 | 14697.45 | 0.4 | 5878.98 | 0.25 | 1469.745 |  | 7703.625 | 7703.625
| 1 | Armstrong Model 2000L Bladder Expansion Tank, ASME, 528 Gallon. #572006-210 | 1264 | 379.2 | 15265.55 | 0.4 | 6106.22 | 0.25 | 1526.555 |  | 8011.975 | 8011.975
| 1 | Armstrong Model AET 12x33 ASME Compression Expansion Tank, 15 Gallons, 570139-000 - Painted | 44 | 13.2 | 548.15 | 0.4 | 219.26 | 0.25 | 54.815 |  | 287.275 | 287.275
| 1 | Armstrong Model AET 12x51 ASME Compression Expansion Tank, 24 Gallons, 570139-001 - Painted | 62 | 18.6 | 589 | 0.4 | 235.6 | 0.25 | 58.9 |  | 313.1 | 313.1
| 1 | Armstrong Model AET 14x48 ASME Compression Expansion Tank, 30 Gallons, 570139-002 - Painted | 72 | 21.6 | 619.4 | 0.4 | 247.76 | 0.25 | 61.94 |  | 331.3 | 331.3
| 1 | Armstrong Model AET 14x63 ASME Compression Expansion Tank, 40 Gallons, 570139-003 - Painted | 92 | 27.6 | 686.85 | 0.4 | 274.74 | 0.25 | 68.685 |  | 371.025 | 371.025
| 1 | Armstrong Model AET 16x72 ASME Compression Expansion Tank, 60 Gallons, 570139-004 - Painted | 120 | 36 | 840.75 | 0.4 | 336.3 | 0.25 | 84.075 |  | 456.375 | 456.375
| 1 | Armstrong Model AET 20x62 ASME Compression Expansion Tank, 80 Gallons, 570139-005 - Painted | 136 | 40.8 | 928.15 | 0.4 | 371.26 | 0.25 | 92.815 |  | 504.875 | 504.875
| 1 | Armstrong Model AET 20x78 ASME Compression Expansion Tank, 100 Gallons, 570139-006 - Painted | 168 | 50.4 | 1195.1 | 0.4 | 478.04 | 0.25 | 119.51 |  | 647.95 | 647.95
| 1 | Armstrong Model AET 24x65 ASME Compression Expansion Tank, 120 Gallons, 570139-007 - Painted | 218 | 65.4 | 1357.55 | 0.4 | 543.02 | 0.25 | 135.755 |  | 744.175 | 744.175
| 1 | Armstrong Model AET 24x72 ASME Compression Expansion Tank, 135 Gallons, 570139-008 - Painted | 238 | 71.4 | 1399.35 | 0.4 | 559.74 | 0.25 | 139.935 |  | 771.075 | 771.075
| 1 | Armstrong Model AET 30x62 ASME Compression Expansion Tank, 175 Gallons, 570139-009 - Painted | 338 | 101.4 | 2008.3 | 0.4 | 803.32 | 0.25 | 200.83 |  | 1105.55 | 1105.55
| 1 | Armstrong Model AET 30x77 ASME Compression Expansion Tank, 220 Gallons, 570139-010 - Painted | 368 | 110.4 | 2410.15 | 0.4 | 964.06 | 0.25 | 241.015 |  | 1315.475 | 1315.475
| 1 | Armstrong Model AET 30x84 ASME Compression Expansion Tank, 240 Gallons, 570139-011 - Painted | 394 | 118.2 | 2460.5 | 0.4 | 984.2 | 0.25 | 246.05 |  | 1348.45 | 1348.45
| 1 | Armstrong Model AST-5 Diaphragm Type Expansion Tank, 3.5 Gallon Tank with 2.1 Gallon Acceptance for use with potable water. #572006-300 | 21 | 6.3 | 1435.45 | 0.4 | 574.18 | 0.25 | 143.545 |  | 724.025 | 724.025
| 1 | Armstrong Model AST-12 Diaphragm Type Expansion Tank, 5 Gallon Tank with 3.1 Gallon Acceptance for use with potable water. #572006-301 | 26 | 7.8 | 1655.85 | 0.4 | 662.34 | 0.25 | 165.585 |  | 835.725 | 835.725
| 1 | Armstrong Model AST-20 Diaphragm Type Expansion Tank, 8 Gallon Tank with 3.1 Gallon Acceptance for use with potable water. #572006-302 | 41 | 12.3 | 1840.15 | 0.4 | 736.06 | 0.25 | 184.015 |  | 932.375 | 932.375
| 1 | Armstrong Model AST-30 Diaphragm Type Expansion Tank, 15 Gallon Tank with 10.5 Gallon Acceptance for use with potable water. #572006-303 | 84 | 25.2 | 2075.75 | 0.4 | 830.3 | 0.25 | 207.575 |  | 1063.075 | 1063.075
| 1 | Armstrong Model AST-42 Diaphragm Type Expansion Tank, 22 Gallon Tank with 15.5 Gallon Acceptance for use with potable water. #572006-304 | 98 | 29.4 | 2220.15 | 0.4 | 888.06 | 0.25 | 222.015 |  | 1139.475 | 1139.475
| 1 | Armstrong Model AST-60 Diaphragm Type Expansion Tank, 26 Gallon Tank with 15.5 Gallon Acceptance for use with potable water. #572006-305 | 96 | 28.8 | 2485.2 | 0.4 | 994.08 | 0.25 | 248.52 |  | 1271.4 | 1271.4
| 1 | Armstrong Model AST-80 Diaphragm Type Expansion Tank, 35 Gallon Tank with 15.5 Gallon Acceptance for use with potable water. #572006-306 | 229 | 68.7 | 2750.25 | 0.4 | 1100.1 | 0.25 | 275.025 |  | 1443.825 | 1443.825
| 1 | Armstrong Model AST-100 Diaphragm Type Expansion Tank, 45 Gallon Tank with 21 Gallon Acceptance for use with potable water. #572006-310 | 148 | 44.4 | 3071.35 | 0.4 | 1228.54 | 0.25 | 307.135 |  | 1580.075 | 1580.075
| 1 | Armstrong Model AST-125 Diaphragm Type Expansion Tank, 60 Gallon Tank with 21 Gallon Acceptance for use with potable water. #572006-311 | 229 | 68.7 | 3621.4 | 0.4 | 1448.56 | 0.25 | 362.14 |  | 1879.4 | 1879.4
| 1 | Armstrong Model AST-160 Diaphragm Type Expansion Tank, 70 Gallon Tank with 52.5 Gallon Acceptance for use with potable water. #572006-312 | 229 | 68.7 | 3860.8 | 0.4 | 1544.32 | 0.25 | 386.08 |  | 1999.1 | 1999.1
| 1 | Armstrong Model AST-180 Diaphragm Type Expansion Tank, 80 Gallon Tank with 52.5 Gallon Acceptance for use with potable water. #572006-307 | 288 | 86.4 | 4369.05 | 0.4 | 1747.62 | 0.25 | 436.905 |  | 2270.925 | 2270.925
| 1 | Armstrong Model AST-210 Diaphragm Type Expansion Tank, 90 Gallon Tank with 52.5 Gallon Acceptance for use with potable water. #572006-308 | 318 | 95.4 | 4582.8 | 0.4 | 1833.12 | 0.25 | 458.28 |  | 2386.8 | 2386.8
| 1 | Tank Fitting, TMA-24, 213991-307 | 10 | 3 | 93 | 0.4 | 37.2 | 0.25 | 9.3 |  | 49.5 | 49.5
| 1 | Air Charger and Tank Drain, TDV-2-18, 217111-300 | 10 | 3 | 180 | 0.4 | 72 | 0.25 | 18 |  | 93 | 93
| 1 | 3/4" Metraflex Model MV-15A High Capacity Air Vent. | 10 | 9 | 153 | 0.4 | 61.2 | 0.3 | 18.36 |  | 88.56 | 88.56
| 1 | 3/4" Armstrong Model HRD-70 Pressure Reducing Valve. #207936-300 | 20 | 6 | 168 | 0.4 | 67.2 | 0.4 | 26.88 |  | 100.08 | 100.08
Glycol Feed
| 1 | Armstrong Model GLA-S-HP1 Automatic Glycol Feed Unit with 53 gallon poly tank, 120 psi max working pressure. System is pressure activated for complete automatic on-off operation. #UKD03070-211 | 145 | 43.5 | 5461 | 0.4 | 2184.4 | 0.25 | 546.1 |  | 2774 | 2774
| 1 | Armstrong Model GLA-U-HP-1 Automatic Ultra Glycol Feed Unit with poly tank, 150 psi max working pressure. System is pressure activated for complete automatic on-off operation, Ultra units include automatic alternation and contacts for remote annunciation. #UKD03075-211 | 145 | 43.5 | 10449 | 0.4 | 4179.6 | 0.25 | 1044.9 |  | 5268 | 5268
| 1 | Armstrong Model GLA-U-HP-2 Automatic Ultra Glycol Feed Unit with poly tank with (2) pumps, 150 psi max working pressure. System is pressure activated for complete automatic on-off operation, Ultra units include automatic alternation and contacts for remote annunciation. #UKD03077-211 | 145 | 43.5 | 13129 | 0.4 | 5251.6 | 0.25 | 1312.9 |  | 6608 | 6608
| 1 | 3/4" Armstrong Model HRD-70 Pressure Reducing Valve. #207936-300 | 20 | 6 | 168 | 0.4 | 67.2 | 0.25 | 16.8 |  | 90 | 90
| 1 | 1" Armstrong Model ART-443-1 Air Removal Trap. #572017-001 | 6 | 1.8 | 25 | 0.4 | 10 | 0.25 | 2.5 |  | 14.3 | 14.3
| 1 | 1-1/4" Armstrong Model ART-444-1-1/4 Air Removal Trap. #572017-002 | 6 | 1.8 | 27 | 0.4 | 10.8 | 0.25 | 2.7 |  | 15.3 | 15.3
| 1 | 1-1/2" Armstrong Model ART-445-1-1/2 Air Removal Trap. #572017-003 | 9 | 2.7 | 50 | 0.4 | 20 | 0.25 | 5 |  | 27.7 | 27.7
| 1 | 2" Armstrong Model ART-446-2 Air Removal Trap. #572017-004 | 10 | 3 | 52 | 0.4 | 20.8 | 0.25 | 5.2 |  | 29 | 29
| 1 | 2-1/2" Armstrong Model ART-447-2-/2 Air Removal Trap. #572017-005 | 19 | 5.7 | 120 | 0.4 | 48 | 0.25 | 12 |  | 65.7 | 65.7
| 1 | 3" Armstrong Model ART-448-3 Air Removal Trap. #572017-006 | 20 | 6 | 125 | 0.4 | 50 | 0.25 | 12.5 |  | 68.5 | 68.5
| 1 | 4" Armstrong Model AAP-412 Air Purger. # 572004-001 | 56 | 16.8 | 846 | 0.4 | 338.4 | 0.25 | 84.6 |  | 439.8 | 439.8
| 1 | 5" Armstrong Model AAP-520 Air Purger. # 572004-002 | 60 | 18 | 1890 | 0.4 | 756 | 0.25 | 189 |  | 963 | 963
| 1 | 6" Armstrong Model AAP-624 Air Purger. # 572004-003 | 65 | 19.5 | 2403 | 0.4 | 961.2 | 0.25 | 240.3 |  | 1221 | 1221
| 1 | 8" Armstrong Model AAP-832 Air Purger. # 572004-004 | 113 | 33.9 | 3199 | 0.4 | 1279.6 | 0.25 | 319.9 |  | 1633.4 | 1633.4
| 1 | 10" Armstrong Model AAP-1040 Air Purger. # 572004-005 | 174 | 52.2 | 4281 | 0.4 | 1712.4 | 0.25 | 428.1 |  | 2192.7 | 2192.7
| 1 | 12" Armstrong Model AAP-1248 Air Purger. # 572004-006 | 330 | 99 | 5757 | 0.4 | 2302.8 | 0.25 | 575.7 |  | 2977.5 | 2977.5
| 1 | 1/2" Armstrong International Model 15B2 Float and Thermostatic Steam Trap 15 psi with vacuum breaker. | 5 | 3.75 | 283 | 0.6 | 169.8 | 0.25 | 42.45 |  | 216 | 216
| 1 | 3/4" Armstrong International Model 15B3 Float and Thermostatic Steam Trap 15 psi with vacuum breaker. | 5 | 3.75 | 283 | 0.6 | 169.8 | 0.25 | 42.45 |  | 216 | 216
| 1 | 1" Armstrong International Model 15B4 Float and Thermostatic Steam Trap 15 psi with vacuum breaker. | 10 | 7.5 | 321 | 0.6 | 192.6 | 0.25 | 48.15 |  | 248.25 | 248.25
| 1 | 1.25" Armstrong International Model 15B5 Float and Thermostatic Steam Trap 15 psi with vacuum breaker. | 12 | 9 | 401 | 0.6 | 240.6 | 0.25 | 60.15 |  | 309.75 | 309.75
| 1 | 1.5" Armstrong International Model 15B6 Float and Thermostatic Steam Trap 15 psi with vacuum breaker. | 20 | 15 | 491 | 0.6 | 294.6 | 0.25 | 73.65 |  | 383.25 | 383.25
| 1 | 2" Armstrong International Model 15B8 Float and Thermostatic Steam Trap 15 psi with vacuum breaker. | 40 | 30 | 820 | 0.6 | 492 | 0.25 | 123 |  | 645 | 645
| 1 | Armstrong Int'l Model 800 Inverted Bucket Trap - 1/2" or 3/4" - screwed with max operating pressures of 20, 80, 125 or 150 | 5 | 1.15 | 149 | 0.6 | 89.4 | 0.25 | 22.35 |  | 112.9 | 112.9
| 1 | Armstrong Int'l Model 811 Inverted Bucket Trap - 1/2", 3/4" or 1" - screwed with max operating pressures of 15, 30, 70, 125, 200 or 250 | 10 | 2.3 | 197 | 0.6 | 118.2 | 0.25 | 29.55 |  | 150.05 | 150.05
| 1 | Armstrong Int'l Model 812 Inverted Bucket Trap - 1/2" or 3/4" - screwed with max operating pressures of 15, 30, 70, 125, 200 or 250 | 15 | 3.45 | 344 | 0.6 | 206.4 | 0.25 | 51.6 |  | 261.45 | 261.45
| 1 | Armstrong Int'l Model 813 Inverted Bucket Trap - 3/4" or 1" - screwed with max operating pressures of 15, 30, 60, 80, 125, 180 or 250 | 30 | 6.9 | 529 | 0.6 | 317.4 | 0.25 | 79.35 |  | 403.65 | 403.65
| 1 | Armstrong Int'l Model 814 Inverted Bucket Trap - 1" or 1.25"" - screwed with max operating pressures of 15, 30, 60, 80, 125, 180 or 250 | 30 | 6.9 | 799 | 0.6 | 479.4 | 0.25 | 119.85 |  | 606.15 | 606.15
| 1 | Armstrong Int'l Model 815 Inverted Bucket Trap - 1", 1.25", 1.5" or 2" - screwed with max operating pressures of 15, 30, 60, 100, 130, 180, 225 or 250 | 75 | 17.25 | 1007 | 0.7 | 704.9 | 0.25 | 176.225 |  | 898.375 | 898.375
| 1 | Armstrong Int'l Model 816 Inverted Bucket Trap - 2" or 2.5" - screwed with max operating pressures of 15, 25, 40, 60, 80, 125, 180 or 250 | 131 | 30.13 | 1574 | 0.7 | 1101.8 | 0.25 | 275.45 |  | 1407.38 | 1407.38
|  |  |  | 0 |  |  | 0 |  | 0 |  | #DIV/0! | #DIV/0!
|  |  |  | 0 |  |  | 0 |  | 0 |  | #DIV/0! | #DIV/0!
|  |  |  | 0 |  |  | 0 |  | 0 |  | #DIV/0! | #DIV/0!
|  |  |  | 0 |  |  | 0 |  | 0 |  | #DIV/0! | #DIV/0!
|  |  |  | 0 |  |  | 0 |  | 0 |  | #DIV/0! | #DIV/0!
|  |  |  | 0 |  |  | 0 |  | 0 |  | #DIV/0! | #DIV/0!
|  |  |  | 0 |  |  | 0 |  | 0 |  | #DIV/0! | #DIV/0!
|  |  |  | 0 |  |  | 0 |  | 0 |  | #DIV/0! | #DIV/0!
|  |  |  | 0 |  |  | 0 |  | 0 |  | #DIV/0! | #DIV/0!
|  |  |  | 0 |  |  | 0 |  | 0 |  | #DIV/0! | #DIV/0!
|  |  |  | 0 |  |  | 0 |  | 0 |  | #DIV/0! | #DIV/0!
|  |  |  | 0 |  |  | 0 |  | 0 |  | #DIV/0! | #DIV/0!
|  |  |  | 0 |  |  | 0 |  | 0 |  | #DIV/0! | #DIV/0!
|  |  |  | 0 |  |  | 0 |  | 0 |  | #DIV/0! | #DIV/0!
|  |  |  | 0 |  |  | 0 |  | 0 |  | #DIV/0! | #DIV/0!
|  |  |  | 0 |  |  | 0 |  | 0 |  | #DIV/0! | #DIV/0!
|  |  |  | 0 |  |  | 0 |  | 0
|  |  |  | 0 |  |  | 0 |  | 0
|  |  |  | 0 |  |  | 0 |  | 0
|  |  |  | 0 |  |  | 0 |  | 0
|  |  |  | 0 |  |  | 0 |  | 0
|  |  |  | 0 |  |  | 0 |  | 0
|  |  |  | 0 |  |  | 0 |  | 0
|  |  |  | 0 |  |  | 0 |  | 0
|  |  |  | 0 |  |  | 0 |  | 0
|  |  |  | 0 |  |  | 0 |  | 0
|  |  |  | 0 |  |  | 0 |  | 0
|  |  |  | 0 |  |  | 0 |  | 0
|  |  |  | 0 |  |  | 0 |  | 0
|  |  |  | 0 |  |  | 0 |  | 0
|  |  |  | 0 |  |  | 0 |  | 0
|  |  |  | 0 |  |  | 0 |  | 0
|  |  |  | 0 |  |  | 0 |  | 0
|  |  |  | 0 |  |  | 0 |  | 0
|  |  |  | 0 |  |  | 0 |  | 0
|  |  |  | 0 |  |  | 0 |  | 0
|  |  |  | 0 |  |  | 0 |  | 0
|  |  |  | 0 |  |  | 0 |  | 0
|  |  |  | 0 |  |  | 0 |  | 0
|  |  |  | 0 |  |  | 0 |  | 0
|  |  |  | 0 |  |  | 0 |  | 0
|  |  |  | 0 |  |  | 0 |  | 0
|  |  |  | 0 |  |  | 0 |  | 0
|  |  |  | 0 |  |  | 0 |  | 0
|  |  |  | 0 |  |  | 0 |  | 0
|  |  |  | 0 |  |  | 0 |  | 0
|  |  |  | 0 |  |  | 0 |  | 0
|  |  |  | 0 |  |  | 0 |  | 0
|  |  |  | 0 |  |  | 0 |  | 0
|  |  |  | 0 |  |  | 0 |  | 0
|  |  |  | 0 |  |  | 0 |  | 0
|  |  |  | 0 |  |  | 0 |  | 0
|  |  |  | 0 |  |  | 0 |  | 0
|  |  |  | 0 |  |  | 0 |  | 0
|  |  |  | 0 |  |  | 0 |  | 0
|  |  |  | 0 |  |  | 0 |  | 0
|  |  |  | 0 |  |  | 0 |  | 0
|  |  |  | 0 |  |  | 0 |  | 0
|  |  |  | 0 |  |  | 0 |  | 0
[7 empty] | 0 |  | 0
[7 empty] | 0 |  | 0
[7 empty] | 0 |  | 0
[7 empty] | 0 |  | 0
[7 empty] | 0 |  | 0
[7 empty] | 0 |  | 0
[7 empty] | 0 |  | 0
[7 empty] | 0 |  | 0
0
0
0
0
0
0
0
0
0
0
0
0
0
0
0
0
0
0

## Hydromatic
Item | Qty | Description | Weight | Ship | list | Mult | Cost | MU | Profit | SU | Unit Cost | Total Cost
NOVUS 1000
| 1 | Hydromatic Novus 1000 Duplex Control Panel with Magnetic Starters, HOA Switches, Pump Run Lights, Circuit Breakers, Float LED Indicator Lights, Control Transformer, diversified alternator and relay for over ride. | 250 | 75 | 2553 | 0.46 | 1174.38 | 0.35 | 411.033 |  | 1660.413 | 1660.413
| 1 | High Water main Alarm Activation w/ dry contacts. HWTA | 30 | 9 | 166 | 0.46 | 76.36 | 0.35 | 26.726 |  | 112.086 | 112.086
| 1 | Alarm Horn. AH | 18 | 5.4 | 257 | 0.46 | 118.22 | 0.35 | 41.377 |  | 164.997 | 164.997
| 1 | Alarm Flashing Light AFL | 18 | 5.4 | 168 | 0.46 | 77.28 | 0.35 | 27.048 |  | 109.728 | 109.728
| 1 | Seal Failure Main Alarm Activation w/ dry contacts. SFTAS Simplex | 36 | 10.8 | 392 | 0.46 | 180.32 | 0.35 | 63.112 |  | 254.232 | 254.232
| 1 | Seal Failure Main Alarm Activation w/ dry contacts. SFTAD Duplex | 70 | 21 | 784 | 0.46 | 360.64 | 0.35 | 126.224 |  | 507.864 | 507.864
| 1 | Lead Pump Selector Switch. LPSS | 0 | 0 | 150 | 0.46 | 69 | 0.35 | 24.15 |  | 93.15 | 93.15
| 1 | Simplex Elapsed Time Meter ETMS | 9 | 2.7 | 151 | 0.46 | 69.46 | 0.35 | 24.311 |  | 96.471 | 96.471
| 1 | Duplex Elapsed Time Meter. ETMD | 18 | 5.4 | 307 | 0.46 | 141.22 | 0.35 | 49.427 |  | 196.047 | 196.047
| 1 | Pump Failure with dry contacts - simplex PFTAS - simplex | 23 | 6.9 | 346 | 0.46 | 159.16 | 0.35 | 55.706 |  | 221.766 | 221.766
| 1 | Pump Failure with dry contacts - duplex PFTAD - duplex | 45 | 13.5 | 689 | 0.46 | 316.94 | 0.35 | 110.929 |  | 441.369 | 441.369
| 1 | Low water with dry contacts LWTA | 30 | 9 | 166 | 0.46 | 76.36 | 0.35 | 26.726 |  | 112.086 | 112.086
| 1 | Low water/redundant off LWTARO | 53 | 15.9 | 358 | 0.46 | 164.68 | 0.35 | 57.638 |  | 238.218 | 238.218
| 1 | Lightning supressor - single phase LS1 | 15 | 4.5 | 144 | 0.46 | 66.24 | 0.35 | 23.184 |  | 93.924 | 93.924
| 1 | Lightning supressor - three phase LS3 | 18 | 5.4 | 252 | 0.46 | 115.92 | 0.35 | 40.572 |  | 161.892 | 161.892
| 1 | Pump Run - (duplex) provides one set of N.O. dry contacts for externally monitoring of pump running status - PRD | 45 | 13.5 | 310 | 0.46 | 142.6 | 0.35 | 49.91 |  | 206.01 | 206.01
| 1 | Manual Reset Heat Sensor - provides circuit to latch the pumps off should a over temp be detected in the motor. Simplex MRHSS | 48 | 14.4 | 294 | 0.46 | 135.24 | 0.35 | 47.334 |  | 196.974 | 196.974
| 1 | Manual Reset Heat Sensor - provides circuit to latch the pumps off should a over temp be detected in the motor. Duplex MRHSD | 90 | 27 | 563 | 0.46 | 258.98 | 0.35 | 90.643 |  | 376.623 | 376.623
| 1 | NEMA 4X Fiberglass Enclosure | 0 | 0 | 963 | 0.46 | 442.98 | 0.35 | 155.043 |  | 598.023 | 598.023
| 1 | Q-Alert XT Remote alarm Light and Horn. #13501-100-1 | 20 | 6 | 294 | 0.5 | 147 | 0.35 | 51.45 |  | 204.45 | 204.45
| 1 | Q-Alert XT Remote alarm Light and Horn with dry contacts #13501-120-1 | 20 | 6 | 358 | 0.5 | 179 | 0.35 | 62.65 |  | 247.65 | 247.65
| 4 | 20' Normally open float switches - 2900-20 | 10 | 12 | 51 | 0.55 | 112.2 | 0.35 | 39.27 |  | 40.8675 | 163.47
| 4 | Septronics Model 20HTTWOP Ultra High Temp Float switch. |  | 0 | 67.01 | 1 | 268.04 |  | 0 |  | 67.01 | 268.04
| 1 | Leg Kit/Lifting Bail #12425-001-5 |  | 0 | 118 | 0.46 | 54.28 | 0.35 | 18.998 |  | 73.278 | 73.278
| 2 | 3" Pultruded Rail System including discharge elbow, hydraulic sealing flange, guiderail components and guiderail connector. #13222-001-7 | 83 | 49.8 | 1438 | 0.46 | 1322.96 | 0.35 | 463.036 |  | 917.898 | 1835.796
| 2 | 10' Guiderail #13323-013-7 | 25 | 15 | 358 | 0.46 | 329.36 | 0.35 | 115.276 |  | 229.818 | 459.636
| 2 | 10' 3/16 SST Lifting Chain #13113-000-5 | 15 | 9 | 337 | 0.46 | 310.04 | 0.35 | 108.514 |  | 213.777 | 427.554
| 1 | Intermediate Guiderail Brace for 3" standard rail #13006-006-5 - (1) required for every 9' of basin depth. | 15 | 4.5 | 110 | 0.46 | 50.6 | 0.35 | 17.71 |  | 72.81 | 72.81
| 2 | 4" Pultruded Rail System including discharge elbow, hydraulic sealing flange, guiderail components and guiderail connector. #13222-002-7 | 138 | 82.8 | 1632 | 0.46 | 1501.44 | 0.35 | 525.504 |  | 1054.872 | 2109.744
| 2 | 10' Guiderail #13323-013-7 | 25 | 15 | 376 | 0.46 | 345.92 | 0.35 | 121.072 |  | 240.996 | 481.992
| 2 | 10' 3/16 SST Lifting Chain #13113-000-5 | 15 | 9 | 337 | 0.46 | 310.04 | 0.35 | 108.514 |  | 213.777 | 427.554
| 1 | Intermediate Guiderail Brace for 4" standard rail #13006-000-5 - (1) required for every 9' of basin depth. | 15 | 4.5 | 185 | 0.46 | 85.1 | 0.35 | 29.785 |  | 119.385 | 119.385
| 2 | 6" Pultruded Rail System including discharge elbow, hydraulic sealing flange, guiderail components and guiderail connector. #13346-000-7 | 168 | 100.8 | 1983 | 0.46 | 1824.36 | 0.35 | 638.526 |  | 1281.843 | 2563.686
| 2 | 10' Guiderail #13323-013-7 | 25 | 15 | 356 | 0.46 | 327.52 | 0.35 | 114.632 |  | 228.576 | 457.152
| 2 | 10' 5/16 SST Lifting Chain #13113-021-5 | 15 | 9 | 806 | 0.46 | 741.52 | 0.35 | 259.532 |  | 505.026 | 1010.052
| 1 | Intermediate Guiderail Brace for 6" standard rail #13006-003-5 - (1) required for every 9' of basin depth. | 15 | 4.5 | 160 | 0.46 | 73.6 | 0.35 | 25.76 |  | 103.86 | 103.86
| 1 | Hydromatic Model OSP50BRM1 (formally known as OSP33) Sump Pump rated for 28gpm at 20' of head with a 1/2HP ODP Motor, Bronze Impeller, 115V-1P and 10' cord. #51793-100-7 | 47 | 14.1 | 713 | 0.5 | 356.5 | 0.35 | 124.775 |  | 495.375 | 495.375
| 1 | Hydromatic Nema 4X Single Phase Control Panel with flashing high water alarm light, padlock provision, circuit breaker, HP rated contactors, simplex or duplex controller with terminals, alternating relay for duplex, HOA Switches, Pump Run Lights and UL Label. |  | 0 |  |  | 0 |  | 0 |  | 0 | 0
|  |  |  | 0 |  |  | 0 |  | 0 |  | #DIV/0! | #DIV/0!
|  |  |  | 0 |  |  | 0 |  | 0 |  | #DIV/0! | #DIV/0!
|  |  |  | 0 |  |  | 0 |  | 0 |  | #DIV/0! | #DIV/0!
|  |  |  | 0 |  |  | 0 |  | 0 |  | #DIV/0! | #DIV/0!
|  |  |  | 0 |  |  | 0 |  | 0 |  | #DIV/0! | #DIV/0!
|  |  |  | 0 |  |  | 0 |  | 0 |  | #DIV/0! | #DIV/0!
|  |  |  | 0 |  |  | 0 |  | 0 |  | #DIV/0! | #DIV/0!
|  |  |  | 0 |  |  | 0 |  | 0 |  | #DIV/0! | #DIV/0!
|  |  |  | 0 |  |  | 0 |  | 0 |  | #DIV/0! | #DIV/0!
|  |  |  | 0 |  |  | 0 |  | 0 |  | #DIV/0! | #DIV/0!
|  |  |  | 0 |  |  | 0 |  | 0 |  | #DIV/0! | #DIV/0!
|  |  |  | 0 |  |  | 0 |  | 0 |  | #DIV/0! | #DIV/0!
|  |  |  | 0 |  |  | 0 |  | 0 |  | #DIV/0! | #DIV/0!
|  |  |  | 0 |  |  | 0 |  | 0 |  | #DIV/0! | #DIV/0!
|  |  |  | 0 |  |  | 0 |  | 0 |  | #DIV/0! | #DIV/0!
|  |  |  | 0 |  |  | 0 |  | 0 |  | #DIV/0! | #DIV/0!

## Topps Conery
Item | Qty | Description | Weight | Ship | list | Mult | Cost | MU | Profit | SU | Unit Cost | Total Cost
| 2 | 1.25" Topps Model SGR125-48/48 Stainless Steel Guiderail Kit with 16 gauge 304SST Guiderail, SST Guiderail Cross Braces, mounting plate and foot plate, Guiderail Connector, SST Adjustable Wall Bracket, Brass Quick Disconnect, CI Ball Check , Vertical Pipe Nipple, SST Upper and Lower Guiderail Brackets, SST Lifting Cable, SST Valve Extension Handle, Assembled and Welded Construction. | 50 | 115 | 916 | 0.45 | 824.4 | 0.25 | 206.1 |  | 572.75 | 1145.5
| 1 | Topps Model DD125G Duplex Discharge Pipe Kit. | 25 | 28.75 | 198 | 0.45 | 89.1 | 0.25 | 22.275 |  | 140.125 | 140.125
| 2 | 2" Topps Model SGR200-48/48 Stainless Steel Guiderail Kit with 16 gauge 304SST Guiderail, SST Guiderail Cross Braces, mounting plate and foot plate, Guiderail Connector, SST Adjustable Wall Bracket, Brass Quick Disconnect, CI Ball Check , Vertical Pipe Nipple, SST Upper and Lower Guiderail Brackets, SST Lifting Cable, SST Valve Extension Handle, Assembled and Welded Construction. | 50 | 115 | 1006 | 0.45 | 905.4 | 0.25 | 226.35 |  | 623.375 | 1246.75
| 1 | Topps Model DD200G Duplex Discharge Pipe Kit. | 25 | 28.75 | 314 | 0.45 | 141.3 | 0.25 | 35.325 |  | 205.375 | 205.375
| 1 | Topps Model SD Duplex Mounting Studs. | 5 | 5.75 | 177 | 0.45 | 79.65 | 0.25 | 19.9125 |  | 105.3125 | 105.3125
| 1 | Topps JB8S Junction Box | 10 | 11.5 | 198 | 0.45 | 89.1 | 0.25 | 22.275 |  | 122.875 | 122.875
| 1 | 1.25" Topps Model C125S SST Electrical Coupling | 5 | 5.75 | 74 | 0.45 | 33.3 | 0.25 | 8.325 |  | 47.375 | 47.375
| 1 | 2" Topps Model C200S SST Electrical Coupling | 5 | 5.75 | 94 | 0.45 | 42.3 | 0.25 | 10.575 |  | 58.625 | 58.625
| 1 | 2" Topps Model H200C Inlet Hub | 10 | 11.5 | 50 | 0.45 | 22.5 | 0.45 | 10.125 |  | 44.125 | 44.125
| 1 | 3" Topps Model H300C Inlet Hub | 10 | 11.5 | 50 | 0.45 | 22.5 | 0.45 | 10.125 |  | 44.125 | 44.125
| 1 | 4" Topps Model H400C Inlet Hub | 10 | 11.5 | 50 | 0.45 | 22.5 | 0.45 | 10.125 |  | 44.125 | 44.125
| 1 | 6" Topps Model H600C Inlet Hub | 10 | 11.5 | 65 | 0.45 | 29.25 | 0.45 | 13.1625 |  | 53.9125 | 53.9125
| 1 | Topps Model SSFB413 Float Bracket | 5 | 5.75 | 64 | 0.45 | 28.8 | 0.3 | 8.64 |  | 43.19 | 43.19
| 1 | Topps IN04-12 Inspection Plate | 10 | 11.5 | 100 | 0.45 | 45 | 0.3 | 13.5 |  | 70 | 70
Flanges for covers (typically need 2" slip flange for discharge - 2" threaded for vent)
| 1 | Topps Model PF125S 2-Bolt Slip Flange with o'ring for 1.25" pipe | 5 | 5.75 | 11 | 0.45 | 4.95 | 0.3 | 1.485 |  | 12.185 | 12.185
| 1 | Topps Model PF150S 2-Bolt Slip Flange with o'ring for 1.5" pipe | 5 | 5.75 | 11 | 0.45 | 4.95 | 0.3 | 1.485 |  | 12.185 | 12.185
| 1 | Topps Model PF200S 2-Bolt Slip Flange with o'ring for 2" pipe | 5 | 5.75 | 14 | 0.45 | 6.3 | 0.3 | 1.89 |  | 13.94 | 13.94
| 1 | Topps Model PF200T 2-Bolt Threaded Flange for 2" pipe | 5 | 5.75 | 14 | 0.45 | 6.3 | 0.3 | 1.89 |  | 13.94 | 13.94
| 1 | Topps Model PF300S 2-Bolt Slip Flange with o'ring for 3" pipe | 5 | 5.75 | 15.5 | 0.45 | 6.975 | 0.3 | 2.0925 |  | 14.8175 | 14.8175
| 1 | Topps Model PF300T 2-Bolt Threaded Flange for 3" pipe | 5 | 5.75 | 15.5 | 0.45 | 6.975 | 0.3 | 2.0925 |  | 14.8175 | 14.8175
| 1 | Topps Model C300S Cast Iron Slip Flange with o'ring for 3" pipe. | 5 | 5.75 | 188 | 0.45 | 84.6 | 0.3 | 25.38 |  | 115.73 | 115.73
| 1 | Topps Model CF300T Cast Iron 2 Bolt Threaded Flange for 3" pipe | 5 | 5.75 | 44 | 0.45 | 19.8 | 0.3 | 5.94 |  | 31.49 | 31.49
| 1 | Topps Model C400S Cast Iron Slip Flange with o'ring for 4" pipe. | 5 | 5.75 | 253 | 0.45 | 113.85 | 0.3 | 34.155 |  | 153.755 | 153.755
| 1 | Topps Model CF400T Cast Iron 2 Bolt Threaded Flange for 4" pipe | 5 | 5.75 | 47 | 0.45 | 21.15 | 0.3 | 6.345 |  | 33.245 | 33.245
|  |  |  | 0 |  |  | 0 |  | 0 |  | #DIV/0! | #DIV/0!
| 1 | 1.25" Conery Model CIB125 Cast Iron Ball Check Valve | 10 | 8.5 | 99 | 0.42 | 41.58 | 0.3 | 12.474 |  | 62.554 | 62.554
| 1 | 1.25" Conery Model BGV125 Bronze Gate Check Valve | 10 | 8.5 | 38 | 0.42 | 15.96 | 0.3 | 4.788 |  | 29.248 | 29.248
| 1 | 2" Conery Model CIB200 Cast Iron Ball Check Valve | 15 | 12.75 | 129 | 0.42 | 54.18 | 0.3 | 16.254 |  | 83.184 | 83.184
| 1 | 2" Conery Model BGV200 Bronze Gate Check Valve | 15 | 12.75 | 86 | 0.42 | 36.12 | 0.3 | 10.836 |  | 59.706 | 59.706
| 1 | 3" Danfoss Flowmatic Model C508-01 Swing Check Valves outside weight and lever. #2706LW - for vertical installation add "v" to p/n | 71 | 35.5 | 1500 | 0.585 | 877.5 | 0.3 | 263.25 |  | 1176.25 | 1176.25
| 1 | 4" Danfoss Flowmatic Model C508-01 Swing Check Valves outside weight and lever. #3707LW for vertical installation add "v" to p/n | 125 | 62.5 | 1550 | 0.585 | 906.75 | 0.3 | 272.025 |  | 1241.275 | 1241.275
| 1 | 6" Danfoss Flowmatic Model C508-01 Swing Check Valves outside weight and lever. #3709LW for vertical installation add "v" to p/n | 224 | 112 | 1950 | 0.585 | 1140.75 | 0.3 | 342.225 |  | 1594.975 | 1594.975
| 1 | 3" Danfoss Flowmatic Model 115FL Gate Valve tapped and plugged with handwheel #8562HW | 56 | 33.6 | 302.9 | 0.375 | 113.5875 | 0.3 | 34.0762 |  | 181.2637 | 181.2637
| 1 | 4" Danfoss Flowmatic Model 115FL Gate Valve tapped and plugged with handwheel #8563HW | 78 | 46.8 | 405.52 | 0.375 | 152.07 | 0.3 | 45.621 |  | 244.491 | 244.491
| 1 | 6" Danfoss Flowmatic Model 115FL Gate Valve tapped and plugged with handwheel #8564HW | 138 | 82.8 | 667.62 | 0.375 | 250.3575 | 0.3 | 75.1073 |  | 408.2648 | 408.2648
|  |  |  | 0 |  |  | 0 |  | 0 |  | #DIV/0! | #DIV/0!
|  |  |  | 0 |  |  | 0 |  | 0 |  | #DIV/0! | #DIV/0!
|  |  |  | 0 |  |  | 0 |  | 0 |  | #DIV/0! | #DIV/0!
|  |  |  | 0 |  |  | 0 |  | 0 |  | #DIV/0! | #DIV/0!
|  |  |  | 0 |  |  | 0 |  | 0 |  | #DIV/0! | #DIV/0!
|  |  |  | 0 |  |  | 0 |  | 0 |  | #DIV/0! | #DIV/0!
|  |  |  | 0 |  |  | 0 |  | 0 |  | #DIV/0! | #DIV/0!
|  |  |  | 0 |  |  | 0 |  | 0 |  | #DIV/0! | #DIV/0!
|  |  |  | 0 |  |  | 0 |  | 0 |  | #DIV/0! | #DIV/0!
|  |  |  | 0 |  |  | 0 |  | 0 |  | #DIV/0! | #DIV/0!
|  |  |  | 0 |  |  | 0 |  | 0 |  | #DIV/0! | #DIV/0!
|  |  |  | 0 |  |  | 0 |  | 0 |  | #DIV/0! | #DIV/0!
|  |  |  | 0 |  |  | 0 |  | 0 |  | #DIV/0! | #DIV/0!
|  |  |  | 0 |  |  | 0 |  | 0 |  | #DIV/0! | #DIV/0!

## Metraflex
Item | Qty | Description | Weight | Ship | list | Mult | Cost | MU | Profit | SU | Unit Cost | Total Cost
| 1 | 3/4" Metraflex Model MV-15A High Capacity Air Vent. | 10 | 9 | 153 | 0.4 | 61.2 | 0.3 | 18.36 |  | 88.56 | 88.56
| 1 | 3/4" Armstrong Model HRD-70 Pressure Reducing Valve. #207936-300 | 20 | 6 | 168 | 0.4 | 67.2 | 0.4 | 26.88 |  | 100.08 | 100.08
| 1 | Armstrong Aquastat (1/2"#110123-120) (3/4" #110123-121) | 5 | 1 | 38 | 0.4 | 15.2 | 0.25 | 3.8 |  | 20 | 20
| 1 | Armstrong 24 Hour Mechanical Timer #810123-130 | 5 | 1 | 101 | 0.4 | 40.4 | 0.25 | 10.1 |  | 51.5 | 51.5
| 4 | 2" Metraflex Model Metra Mini Flex Connector - Flanged, Braided Hose Type. MM-2 | 10 | 20 | 97 | 0.35 | 135.8 | 0.3 | 40.74 |  | 49.135 | 196.54
| 4 | 2.5" Metraflex Model Metra MiniFlex Connector - Flanged, Braided Hose Type. MM-2.5 | 15 | 30 | 134 | 0.35 | 187.6 | 0.3 | 56.28 |  | 68.47 | 273.88
| 4 | 3" Metraflex Model Metra Mini Flex Connector - Flanged, Braided Hose Type. MM-3 | 14 | 28 | 136 | 0.35 | 190.4 | 0.3 | 57.12 |  | 68.88 | 275.52
| 4 | 4" Metraflex Model Metra Mini Flex Connector - Flanged, Braided Hose Type. MM-4 | 18 | 36 | 157 | 0.35 | 219.8 | 0.3 | 65.94 |  | 80.435 | 321.74
| 4 | 5" Metraflex Model Metra Mini Flex Connector - Flanged, Braided Hose Type. MM-5 | 25 | 50 | 246 | 0.35 | 344.4 | 0.3 | 103.32 |  | 124.43 | 497.72
| 4 | 6" Metraflex Model Metra Mini Flex Connector - Flanged, Braided Hose Type. MM-6 | 29 | 58 | 276 | 0.35 | 386.4 | 0.3 | 115.92 |  | 140.08 | 560.32
| 4 | 8" Metraflex Model Metra Mini Flex Connector - Flanged, Braided Hose Type. MM-8 | 52 | 104 | 577 | 0.35 | 807.8 | 0.3 | 242.34 |  | 288.535 | 1154.14
| 4 | 10" Metraflex Model Metra Mini Flex Connector - Flanged, Braided Hose Type. MM-10 | 75 | 150 | 744 | 0.35 | 1041.6 | 0.3 | 312.48 |  | 376.02 | 1504.08
| 4 | 12" Metraflex Model Metra Mini Flex Connector - Flanged, Braided Hose Type. MM-12 | 105 | 210 | 1190 | 0.35 | 1666 | 0.3 | 499.8 |  | 593.95 | 2375.8
MLP - for Kohler Ronan specs
| 4 | 2"x12" Metraflex Model MLP Flex Connector | 15 | 18 | 214 | 0.4 | 342.4 | 0.25 | 85.6 |  | 111.5 | 446
| 4 | 2.5"x12" Metraflex Model MLP Flex Connector | 15 | 18 | 259 | 0.4 | 414.4 | 0.25 | 103.6 |  | 134 | 536
| 4 | 3"x14" Metraflex Model MLP Flex Connector | 20 | 24 | 279 | 0.4 | 446.4 | 0.25 | 111.6 |  | 145.5 | 582
| 4 | 4"x16" Metraflex Model MLP Flex Connector | 25 | 30 | 419 | 0.4 | 670.4 | 0.25 | 167.6 |  | 217 | 868
| 4 | 5"x18" Metraflex Model MLP Flex Connector | 30 | 36 | 580 | 0.4 | 928 | 0.25 | 232 |  | 299 | 1196
| 4 | 6"x20" Metraflex Model MLP Flex Connector | 35 | 42 | 683 | 0.4 | 1092.8 | 0.25 | 273.2 |  | 352 | 1408
| 4 | 8"x22" Metraflex Model MLP Flex Connector | 70 | 84 | 1152 | 0.4 | 1843.2 | 0.25 | 460.8 |  | 597 | 2388
| 4 | 10"x24" Metraflex Model MLP Flex Connector | 75 | 90 | 1582 | 0.4 | 2531.2 | 0.25 | 632.8 |  | 813.5 | 3254
|  |  |  | 0 |  |  | 0 |  | 0 |  | #DIV/0! | #DIV/0!
RSS Reducing Flex
| 1 | 3x2 Metraflex Model RSS Flex Reducer with Stainless Steel Braided Hose, Flanged Ends. RSS-0302 | 14 | 7 | 127.4 | 0.4 | 50.96 | 0.3 | 15.288 |  | 73.248 | 73.248
| 1 | 3x2.5 Metraflex Model RSS Flex Reducer with Stainless Steel Braided Hose, Flanged Ends. RSS-032.5 | 14 | 7 | . | 0.4 | #VALUE! | 0.3 | #VALUE! |  | #VALUE! | #VALUE!
| 1 | 4x2.5 Metraflex Model RSS Flex Reducer with Stainless Steel Braided Hose, Flanged Ends. RSS-042.5 | 14 | 7 | 157 | 0.4 | 62.8 | 0.3 | 18.84 |  | 88.64 | 88.64
| 1 | 4x3 Metraflex Model RSS Flex Reducer with Stainless Steel Braided Hose, Flanged Ends. RSS-0403 | 16 | 8 | 164 | 0.4 | 65.6 | 0.3 | 19.68 |  | 93.28 | 93.28
| 1 | 5x3 Metraflex Model RSS Flex Reducer with Stainless Steel Braided Hose, Flanged Ends. RSS-0503 | 22 | 11 | 177 | 0.4 | 70.8 | 0.3 | 21.24 |  | 103.04 | 103.04
| 1 | 5x4 Metraflex Model RSS Flex Reducer with Stainless Steel Braided Hose, Flanged Ends. RSS-0504 | 25 | 12.5 | 222 | 0.4 | 88.8 | 0.3 | 26.64 |  | 127.94 | 127.94
| 1 | 6x4 Metraflex Model RSS Flex Reducer with Stainless Steel Braided Hose, Flanged Ends. RSS-0604 | 30 | 15 | 225 | 0.4 | 90 | 0.3 | 27 |  | 132 | 132
| 1 | 6x5 Metraflex Model RSS Flex Reducer with Stainless Steel Braided Hose, Flanged Ends. RSS-0605 | 35 | 17.5 | 319 | 0.4 | 127.6 | 0.3 | 38.28 |  | 183.38 | 183.38
| 1 | 8x5 Metraflex Model RSS Flex Reducer with Stainless Steel Braided Hose, Flanged Ends. RSS-0805 | 58 | 29 | 340 | 0.4 | 136 | 0.3 | 40.8 |  | 205.8 | 205.8
| 1 | 8x6 Metraflex Model RSS Flex Reducer with Stainless Steel Braided Hose, Flanged Ends. RSS-0806 | 61 | 30.5 | 438 | 0.4 | 175.2 | 0.3 | 52.56 |  | 258.26 | 258.26
| 1 | 10x6 Metraflex Model RSS Flex Reducer with Stainless Steel Braided Hose, Flanged Ends. RSS-1006 | 80 | 40 | 470 | 0.4 | 188 | 0.3 | 56.4 |  | 284.4 | 284.4
| 1 | 10x8 Metraflex Model RSS Flex Reducer with Stainless Steel Braided Hose, Flanged Ends. RSS-1008 | 85 | 42.5 | 606 | 0.4 | 242.4 | 0.3 | 72.72 |  | 357.62 | 357.62
| 1 | 12x8 Metraflex Model RSS Flex Reducer with Stainless Steel Braided Hose, Flanged Ends. RSS-1208 | 105 | 52.5 | 640 | 0.4 | 256 | 0.3 | 76.8 |  | 385.3 | 385.3
| 1 | 12x10 Metraflex Model RSS Flex Reducer with Stainless Steel Braided Hose, Flanged Ends. RSS-1210 | 135 | 67.5 | 836 | 0.4 | 334.4 | 0.3 | 100.32 |  | 502.22 | 502.22
"Y" Strainers
| 2 | 1/4" Metraflex Model TSC Wye Strainer - Threaded - TSC-1/4 | 5 | 5 | 11 | 0.4 | 8.8 | 0.3 | 2.64 |  | 8.22 | 16.44
| 2 | 3/8" Metraflex Model TSC Wye Strainer - Threaded - TSC-3/8 | 5 | 5 | 12 | 0.4 | 9.6 | 0.3 | 2.88 |  | 8.74 | 17.48
| 2 | 1/2" Metraflex Model TSC Wye Strainer - Threaded - TSC-1/2 | 5 | 5 | 14 | 0.4 | 11.2 | 0.3 | 3.36 |  | 9.78 | 19.56
| 2 | 3/4" Metraflex Model TSC Wye Strainer - Threaded - TSC-3/4 | 5 | 5 | 15 | 0.4 | 12 | 0.3 | 3.6 |  | 10.3 | 20.6
| 2 | 1" Metraflex Model TSC Wye Strainer - Threaded - TSC-1 | 5 | 5 | 19 | 0.4 | 15.2 | 0.3 | 4.56 |  | 12.38 | 24.76
| 2 | 1.25" Metraflex Model TSC Wye Strainer - Threaded - TSC-1.25 | 5 | 5 | 29 | 0.4 | 23.2 | 0.3 | 6.96 |  | 17.58 | 35.16
| 2 | 1-1/2" Metraflex Model TSC Metraflex Wye Strainer - Threaded. TSC-1.5 | 8 | 8 | 32 | 0.4 | 25.6 | 0.3 | 7.68 |  | 20.64 | 41.28
| 2 | 2" Metraflex Model TSC Metraflex Wye Strainer - Threaded. TSC-2 | 13 | 13 | 55 | 0.4 | 44 | 0.3 | 13.2 |  | 35.1 | 70.2
| 2 | 2.5" Metraflex Model TSC Metraflex Wye Strainer - Threaded. TSC-2.5 | 25 | 25 | 110 | 0.4 | 88 | 0.3 | 26.4 |  | 69.7 | 139.4
| 2 | 3" Metraflex Model TSC Metraflex Wye Strainer - Threaded. TSC-3 | 30 | 30 | 159 | 0.4 | 127.2 | 0.3 | 38.16 |  | 97.68 | 195.36
| 2 | 2" Metraflex Model TF Wye Strainer - Flanged. TF-2 | 22 | 13.2 | 101 | 0.4 | 80.8 | 0.3 | 24.24 |  | 59.12 | 118.24
| 2 | 2-1/2" Metraflex Model TF Wye Strainer - Flanged. TF-2.5 | 36 | 21.6 | 136 | 0.4 | 108.8 | 0.3 | 32.64 |  | 81.52 | 163.04
| 2 | 3" Metraflex Model TF Wye Strainer - Flanged. TF-3 | 44 | 26.4 | 162 | 0.4 | 129.6 | 0.3 | 38.88 |  | 97.44 | 194.88
| 2 | 4" Metraflex Model TF Wye Strainer - Flanged. TF-4 | 68 | 40.8 | 243 | 0.4 | 194.4 | 0.3 | 58.32 |  | 146.76 | 293.52
| 2 | 5" Metraflex Model TF Wye Strainer - Flanged. TF-5 | 117 | 70.2 | 389 | 0.4 | 311.2 | 0.3 | 93.36 |  | 237.38 | 474.76
| 2 | 6" Metraflex Model TF Wye Strainer - Flanged. TF-6 | 147 | 88.2 | 475 | 0.4 | 380 | 0.3 | 114 |  | 291.1 | 582.2
| 2 | 8" Metraflex Model TF Wye Strainer - Flanged. TF-8 | 246 | 147.6 | 796 | 0.4 | 636.8 | 0.3 | 191.04 |  | 487.72 | 975.44
| 2 | 10" Metraflex Model TF Wye Strainer - Flanged. TF-10 | 425 | 170 | 1483 | 0.4 | 1186.4 | 0.3 | 355.92 |  | 856.16 | 1712.32
| 2 | 12" Metraflex Model TF Wye Strainer - Flanged. TF-12 | 568 | 227.2 | 1751 | 0.4 | 1400.8 | 0.3 | 420.24 |  | 1024.12 | 2048.24
| 2 | 14" Metraflex Model TF Wye Strainer - Flanged. TF-14 | 790 | 316 | 4622 | 0.4 | 3697.6 | 0.3 | 1109.28 |  | 2561.44 | 5122.88
| 2 | 16" Metraflex Model TF Wye Strainer - Flanged. TF-16 | 1035 | 414 | 6113 | 0.4 | 4890.4 | 0.3 | 1467.12 |  | 3385.76 | 6771.52
B-Valves
| 2 | 2" Metraflex Butterfly Valve, Lug Body, 10 Position Lever.2-BVALVE | 10 | 6 | 170 | 0.4 | 136 | 0.3 | 40.8 |  | 91.4 | 182.8
| 2 | 2.5" Metraflex Butterfly Valve, Lug Body, 10 Position Lever. 2.5-BVALVE | 12 | 7.2 | 184 | 0.4 | 147.2 | 0.3 | 44.16 |  | 99.28 | 198.56
| 2 | 3" Metraflex Butterfly Valve, Lug Body, 10 Position Lever. 3-BVALVE | 13 | 7.8 | 200 | 0.4 | 160 | 0.3 | 48 |  | 107.9 | 215.8
| 2 | 4" Metraflex Butterfly Valve, Lug Body, 10 Position Lever. 4-BVALVE | 21 | 12.6 | 268 | 0.4 | 214.4 | 0.3 | 64.32 |  | 145.66 | 291.32
| 2 | 5" Metraflex Butterfly Valve, Lug Body, 10 Position Lever. 5-BVALVE | 27 | 16.2 | 324 | 0.4 | 259.2 | 0.3 | 77.76 |  | 176.58 | 353.16
| 2 | 6" Metraflex Butterfly Valve, Lug Body, 10 Position Lever. 6-BVALVE | 32 | 19.2 | 327 | 0.4 | 261.6 | 0.3 | 78.48 |  | 179.64 | 359.28
| 2 | 8" Metraflex Butterfly Valve, Lug Body, Gear Operated. 8-BVALVE | 52 | 31.2 | 892 | 0.4 | 713.6 | 0.3 | 214.08 |  | 479.44 | 958.88
| 2 | 10" Metraflex Butterfly Valve, Lug Body, Gear Operated. 10-BVALVE | 103 | 61.8 | 1192 | 0.4 | 953.6 | 0.3 | 286.08 |  | 650.74 | 1301.48
| 2 | 12" Metraflex Butterfly Valve, Lug Body, Gear Operated. 12-BVALVE | 122 | 73.2 | 1637 | 0.4 | 1309.6 | 0.3 | 392.88 |  | 887.84 | 1775.68
Cablesphere's
| 1 | 2" Metraflex Cablesphere Flexible Connector with 150# Galvanized Plate Steel Flanges with control cables. | 11 | 3.3 | 253 | 0.32 | 80.96 | 0.3 | 24.288 |  | 108.548 | 108.548
| 1 | 2.5" Metraflex Cablesphere Flexible Connector with 150# Galvanized Plate Steel Flanges with control cables. | 14 | 7 | 297 | 0.32 | 95.04 | 0.3 | 28.512 |  | 130.552 | 130.552
| 1 | 3" Metraflex Cablesphere Flexible Connector with 150# Galvanized Plate Steel Flanges with control cables. | 15 | 7.5 | 339 | 0.32 | 108.48 | 0.3 | 32.544 |  | 148.524 | 148.524
| 1 | 4" Metraflex Cablesphere Flexible Connector with 150# Galvanized Plate Steel Flanges with control cables. | 20 | 10 | 399 | 0.32 | 127.68 | 0.3 | 38.304 |  | 175.984 | 175.984
| 1 | 5" Metraflex Cablesphere Flexible Connector with 150# Galvanized Plate Steel Flanges with control cables. | 25 | 12.5 | 445 | 0.32 | 142.4 | 0.3 | 42.72 |  | 197.62 | 197.62
| 1 | 6" Metraflex Cablesphere Flexible Connector with 150# Galvanized Plate Steel Flanges with control cables. | 30 | 15 | 492 | 0.32 | 157.44 | 0.3 | 47.232 |  | 219.672 | 219.672
| 1 | 8" Metraflex Cablesphere Flexible Connector with 150# Galvanized Plate Steel Flanges with control cables. | 45 | 22.5 | 912 | 0.32 | 291.84 | 0.3 | 87.552 |  | 401.892 | 401.892
| 1 | 10" Metraflex Cablesphere Flexible Connector with 150# Galvanized Plate Steel Flanges with control cables. | 65 | 32.5 | 1447 | 0.32 | 463.04 | 0.3 | 138.912 |  | 634.452 | 634.452
| 1 | 12" Metraflex Cablesphere Flexible Connector with 150# Galvanized Plate Steel Flanges with control cables. | 88 | 44 | 1820 | 0.32 | 582.4 | 0.3 | 174.72 |  | 801.12 | 801.12
Double Cablesphere's
| 4 | 2" Metraflex Double Cable Sphere Flexible Connector with 150# Galvanized Plate Steel Flanges | 11 | 13.2 | 246 | 0.32 | 314.88 | 0.3 | 94.464 |  | 105.636 | 422.544
| 4 | 2-1/2" Metraflex Double Cable Sphere Flexible Connector with 150# Galvanized Plate Steel Flanges | 14 | 22.4 | 270 | 0.32 | 345.6 | 0.3 | 103.68 |  | 117.92 | 471.68
| 4 | 3" Metraflex Double Cable Sphere Flexible Connector with 150# Galvanized Plate Steel Flanges | 15 | 24 | 350 | 0.32 | 448 | 0.3 | 134.4 |  | 151.6 | 606.4
| 4 | 4" Metraflex Double Cable Sphere Flexible Connector with 150# Galvanized Plate Steel Flanges | 21 | 33.6 | 396 | 0.32 | 506.88 | 0.3 | 152.064 |  | 173.136 | 692.544
| 4 | 5" Metraflex Double Cable Sphere Flexible Connector with 150# Galvanized Plate Steel Flanges | 26 | 41.6 | 476 | 0.32 | 609.28 | 0.3 | 182.784 |  | 208.416 | 833.664
| 4 | 6" Metraflex Double Cable Sphere Flexible Connector with 150# Galvanized Plate Steel Flanges | 35 | 56 | 542 | 0.32 | 693.76 | 0.3 | 208.128 |  | 239.472 | 957.888
| 4 | 8" Metraflex Double Cable Sphere Flexible Connector with 150# Galvanized Plate Steel Flanges | 49 | 78.4 | 988 | 0.32 | 1264.64 | 0.3 | 379.392 |  | 430.608 | 1722.432
| 4 | 10" Metraflex Double Cable Sphere Flexible Connector with 150# Galvanized Plate Steel Flanges | 65 | 78 | 1471 | 0.32 | 1882.88 | 0.3 | 564.864 |  | 631.436 | 2525.744
| 4 | 12" Metraflex Double Cable Sphere Flexible Connector with 150# Galvanized Plate Steel Flanges | 88 | 105.6 | 1859 | 0.32 | 2379.52 | 0.3 | 713.856 |  | 799.744 | 3198.976
Doublesphere's
| 1 | 2" Metraflex Doublesphere Flexible Connector with 150# Galvanized Plate Steel Flanges with control cables. | 10 | 5 | 213 | 0.32 | 68.16 | 0.3 | 20.448 |  | 93.608 | 93.608
| 1 | 2" Control Units for above Doublesphere (2 rod set) | 10 | 5 | 175 | 0.28 | 49 | 0.3 | 14.7 |  | 68.7 | 68.7
| 1 | 2.5" Metraflex Doublesphere Flexible Connector with 150# Galvanized Plate Steel Flanges with control cables. | 12 | 6 | 237 | 0.32 | 75.84 | 0.3 | 22.752 |  | 104.592 | 104.592
| 1 | 2.5" Control Units for above Doublesphere (2 rod set) | 10 | 5 | 180 | 0.28 | 50.4 | 0.3 | 15.12 |  | 70.52 | 70.52
| 1 | 3" Metraflex Doublesphere Flexible Connector with 150# Galvanized Plate Steel Flanges with control cables. | 14 | 7 | 307 | 0.32 | 98.24 | 0.3 | 29.472 |  | 134.712 | 134.712
| 1 | 3" Control Units for above Doublesphere (2 rod set) | 10 | 5 | 180 | 0.28 | 50.4 | 0.3 | 15.12 |  | 70.52 | 70.52
| 1 | 4" Metraflex Doublesphere Flexible Connector with 150# Galvanized Plate Steel Flanges with control cables. | 20 | 10 | 346 | 0.32 | 110.72 | 0.3 | 33.216 |  | 153.936 | 153.936
| 1 | 4" Control Units for above Doublesphere (2 rod set) | 12 | 6 | 195 | 0.28 | 54.6 | 0.3 | 16.38 |  | 76.98 | 76.98
| 1 | 5" Metraflex Doublesphere Flexible Connector with 150# Galvanized Plate Steel Flanges with control cables. | 24 | 12 | 414 | 0.32 | 132.48 | 0.3 | 39.744 |  | 184.224 | 184.224
| 1 | 5" Control Units for above Doublesphere (2 rod set) | 12 | 6 | 195 | 0.28 | 54.6 | 0.3 | 16.38 |  | 76.98 | 76.98
| 1 | 6" Metraflex Doublesphere Flexible Connector with 150# Galvanized Plate Steel Flanges with control cables. | 33 | 16.5 | 469 | 0.32 | 150.08 | 0.3 | 45.024 |  | 211.604 | 211.604
| 1 | 6" Control Units for above Doublesphere (2 rod set) | 14 | 7 | 204 | 0.28 | 57.12 | 0.3 | 17.136 |  | 81.256 | 81.256
| 1 | 8" Metraflex Doublesphere Flexible Connector with 150# Galvanized Plate Steel Flanges with control cables. | 47 | 23.5 | 697 | 0.32 | 223.04 | 0.3 | 66.912 |  | 313.452 | 313.452
| 1 | 8" Control Units for above Doublesphere (2 rod set) | 16 | 8 | 260 | 0.28 | 72.8 | 0.3 | 21.84 |  | 102.64 | 102.64
| 1 | 10" Metraflex Doublesphere Flexible Connector with 150# Galvanized Plate Steel Flanges with control cables. | 63 | 31.5 | 980 | 0.32 | 313.6 | 0.3 | 94.08 |  | 439.18 | 439.18
| 1 | 10" Control Units for above Doublesphere (2 rod set) | 18 | 9 | 306 | 0.28 | 85.68 | 0.3 | 25.704 |  | 120.384 | 120.384
| 1 | 12" Metraflex Doublesphere Flexible Connector with 150# Galvanized Plate Steel Flanges with control cables. | 85 | 42.5 | 1237 | 0.32 | 395.84 | 0.3 | 118.752 |  | 557.092 | 557.092
| 1 | 12" Control Units for above Doublesphere (2 rod set) | 20 | 10 | 335 | 0.28 | 93.8 | 0.3 | 28.14 |  | 131.94 | 131.94
| 1 | 14" Metraflex Doublesphere Flexible Connector with 150# Galvanized Plate Steel Flanges with control cables. | 135 | 67.5 | 1759 | 0.32 | 562.88 | 0.3 | 168.864 |  | 799.244 | 799.244
| 1 | 14" Control Units for above Doublesphere (2 rod set) | 30 | 15 | 349 | 0.28 | 97.72 | 0.3 | 29.316 |  | 142.036 | 142.036
Metrasphere
| 2 | 1" Metraflex Model Metrasphere flexible connector, single sphere, 150# flanges. | 10 | 6 | 164 | 0.28 | 91.84 | 0.25 | 22.96 |  | 60.4 | 120.8
| 2 | 1.25" Metraflex Model Metrasphere flexible connector, single sphere, 150# flanges. | 10 | 6 | 170 | 0.28 | 95.2 | 0.25 | 23.8 |  | 62.5 | 125
| 2 | 1.5" Metraflex Model Metrasphere flexible connector, single sphere, 150# flanges. | 10 | 6 | 174 | 0.28 | 97.44 | 0.25 | 24.36 |  | 63.9 | 127.8
| 2 | 2" Metraflex Model Metrasphere flexible connector, single sphere, 150# flanges. | 10 | 6 | 200 | 0.28 | 112 | 0.25 | 28 |  | 73 | 146
| 2 | 2.5" Metraflex Model Metrasphere flexible connector, single sphere, 150# flanges. | 15 | 9 | 225 | 0.28 | 126 | 0.25 | 31.5 |  | 83.25 | 166.5
| 2 | 3" Metraflex Model Metrasphere flexible connector, single sphere, 150# flanges. | 15 | 9 | 281 | 0.28 | 157.36 | 0.25 | 39.34 |  | 102.85 | 205.7
| 2 | 4" Metraflex Model Metrasphere flexible connector, single sphere, 150# flanges. | 20 | 12 | 330 | 0.28 | 184.8 | 0.25 | 46.2 |  | 121.5 | 243
| 2 | 5" Metraflex Model Metrasphere flexible connector, single sphere, 150# flanges. | 25 | 15 | 367 | 0.28 | 205.52 | 0.25 | 51.38 |  | 135.95 | 271.9
| 2 | 6" Metraflex Model Metrasphere flexible connector, single sphere, 150# flanges. | 30 | 18 | 399 | 0.28 | 223.44 | 0.25 | 55.86 |  | 148.65 | 297.3
| 2 | 8" Metraflex Model Metrasphere flexible connector, single sphere, 150# flanges. | 45 | 27 | 604 | 0.28 | 338.24 | 0.25 | 84.56 |  | 224.9 | 449.8
| 1 | 3/4" Metraflex Model HPFF2 Expansion Compensator rated for 2" Compression, Female Sweat Ends | 3 | 1.2 | 175 | 0.4 | 70 | 0.25 | 17.5 |  | 88.7 | 88.7
| 1 | 1" Metraflex Model HPFF2 Expansion Compensator rated for 2" Compression, Female Sweat Ends | 3 | 1.2 | 188 | 0.4 | 75.2 | 0.25 | 18.8 |  | 95.2 | 95.2
| 1 | 1-1/4" Metraflex Model HPFF2 Expansion Compensator rated for 2" Compression, Female Sweat Ends | 5 | 2 | 214 | 0.4 | 85.6 | 0.25 | 21.4 |  | 109 | 109
| 1 | 1-1/2" Metraflex Model HPFF2 Expansion Compensator rated for 2" Compression, Female Sweat Ends | 6 | 2.4 | 230 | 0.4 | 92 | 0.25 | 23 |  | 117.4 | 117.4
| 1 | 2" Metraflex Model HPFF2 Expansion Compensator rated for 2" Compression, Female Sweat Ends | 8 | 3.2 | 265 | 0.4 | 106 | 0.25 | 26.5 |  | 135.7 | 135.7
| 1 | 2.5" Metraflex Model HPFF2 Expansion Compensator rated for 2" Compression, Female Sweat Ends | 12 | 4.8 | 301 | 0.4 | 120.4 | 0.25 | 30.1 |  | 155.3 | 155.3
| 1 | 3" Metraflex Model HPFF2 Expansion Compensator rated for 2" Compression, Female Sweat Ends | 16 | 6.4 | 365 | 0.4 | 146 | 0.25 | 36.5 |  | 188.9 | 188.9
| 1 | 4" Metraflex Model HPFF2 Expansion Compensator rated for 2" Compression, Female Sweat Ends | 25 | 10 | 459 | 0.4 | 183.6 | 0.25 | 45.9 |  | 239.5 | 239.5
| 1 | 3/4" Metraflex Model HPF2 Expansion Compensator rated for 2" Compression, Flanged Ends | 8 | 2.4 | 180 | 0.4 | 72 | 0.25 | 18 |  | 92.4 | 92.4
| 1 | 1" Metraflex Model HPF2 Expansion Compensator rated for 2" Compression, Flanged Ends | 9 | 2.7 | 192 | 0.4 | 76.8 | 0.25 | 19.2 |  | 98.7 | 98.7
| 1 | 1.25" Metraflex Model HPF2 Expansion Compensator rated for 2" Compression, Flanged Ends | 12 | 3.6 | 208 | 0.4 | 83.2 | 0.25 | 20.8 |  | 107.6 | 107.6
| 1 | 1.5" Metraflex Model HPF2 Expansion Compensator rated for 2" Compression, Flanged Ends | 14 | 4.2 | 238 | 0.4 | 95.2 | 0.25 | 23.8 |  | 123.2 | 123.2
| 1 | 2" Metraflex Model HPF2 Expansion Compensator rated for 2" Compression, Flanged Ends | 18 | 5.4 | 323 | 0.4 | 129.2 | 0.25 | 32.3 |  | 166.9 | 166.9
| 1 | 2.5" Metraflex Model HPF2 Expansion Compensator rated for 2" Compression, Flanged Ends | 29 | 5.8 | 346 | 0.4 | 138.4 | 0.25 | 34.6 |  | 178.8 | 178.8
| 1 | 3" Metraflex Model HPF2 Expansion Compensator rated for 2" Compression, Flanged Ends | 34 | 6.8 | 452 | 0.4 | 180.8 | 0.25 | 45.2 |  | 232.8 | 232.8
| 1 | 4" Metraflex Model HPF2 Expansion Compensator rated for 2" Compression, Flanged Ends | 47 | 9.4 | 645 | 0.4 | 258 | 0.25 | 64.5 |  | 331.9 | 331.9
| 1 | 3/4" Metraflex Model HPW/T2 Expansion Compensator rated for 2" Compression, Weld or Threaded Ends | 3 | 1.5 | 162 | 0.4 | 64.8 | 0.25 | 16.2 |  | 82.5 | 82.5
| 1 | 1" Metraflex Model HPW/T2 Expansion Compensator rated for 2" Compression, Weld or Threaded Ends | 4 | 2 | 173 | 0.4 | 69.2 | 0.25 | 17.3 |  | 88.5 | 88.5
| 1 | 1.25" Metraflex Model HPW/T2 Expansion Compensator rated for 2" Compression, Weld or Threaded Ends | 5 | 2.5 | 188 | 0.4 | 75.2 | 0.25 | 18.8 |  | 96.5 | 96.5
| 1 | 1.5" Metraflex Model HPW/T2 Expansion Compensator rated for 2" Compression, Weld or Threaded Ends | 7 | 3.5 | 210 | 0.4 | 84 | 0.25 | 21 |  | 108.5 | 108.5
| 1 | 2" Metraflex Model HPW/T2 Expansion Compensator rated for 2" Compression, Weld or Threaded Ends | 10 | 5 | 225 | 0.4 | 90 | 0.25 | 22.5 |  | 117.5 | 117.5
| 1 | 2.5" Metraflex Model HPW/T2 Expansion Compensator rated for 2" Compression, Weld or Threaded Ends | 14 | 7 | 258 | 0.4 | 103.2 | 0.25 | 25.8 |  | 136 | 136
| 1 | 3" Metraflex Model HPW/T2 Expansion Compensator rated for 2" Compression, Weld or Threaded Ends | 18 | 9 | 291 | 0.4 | 116.4 | 0.25 | 29.1 |  | 154.5 | 154.5
| 1 | 4" Metraflex Model HPW/T2 Expansion Compensator rated for 2" Compression, Weld or Threaded Ends | 25 | 12.5 | 421 | 0.4 | 168.4 | 0.25 | 42.1 |  | 223 | 223
| 1 | 1/2" Metraflex Model BBS Pump Connectors, female sweat ends. | 5 | 2.5 | 32 | 0.36 | 11.52 | 0.3 | 3.456 |  | 17.476 | 17.476
| 1 | 3/4" Metraflex Model BBS Pump Connectors, female sweat ends. | 5 | 2.5 | 40 | 0.36 | 14.4 | 0.3 | 4.32 |  | 21.22 | 21.22
| 1 | 1" Metraflex Model BBS Pump Connectors, female sweat ends. | 5 | 2.5 | 54 | 0.36 | 19.44 | 0.3 | 5.832 |  | 27.772 | 27.772
| 1 | 1.25" Metraflex Model BBS Pump Connectors, female sweat ends. | 5 | 2.5 | 76 | 0.36 | 27.36 | 0.3 | 8.208 |  | 38.068 | 38.068
| 1 | 1.5" Metraflex Model BBS Pump Connectors, female sweat ends. | 8 | 4 | 114 | 0.36 | 41.04 | 0.3 | 12.312 |  | 57.352 | 57.352
| 1 | 2" Metraflex Model BBS Pump Connectors, female sweat ends. | 8 | 4 | 168 | 0.36 | 60.48 | 0.3 | 18.144 |  | 82.624 | 82.624
| 1 | 2.5" Metraflex Model BBS Pump Connectors, female sweat ends. | 8 | 4 | 263 | 0.36 | 94.68 | 0.3 | 28.404 |  | 127.084 | 127.084
| 1 | 3" Metraflex Model BBS Pump Connectors, female sweat ends. | 8 | 4 | 316 | 0.36 | 113.76 | 0.3 | 34.128 |  | 151.888 | 151.888
| 1 | 1/2" Metraflex Model SST Pump Connector, steel male thread ends. | 5 | 2.5 | 39 | 0.36 | 14.04 | 0.3 | 4.212 |  | 20.752 | 20.752
| 1 | 3/4" Metraflex Model SST Pump Connector, steel male thread ends. | 5 | 2.5 | 40 | 0.36 | 14.4 | 0.3 | 4.32 |  | 21.22 | 21.22
| 1 | 1" Metraflex Model SST Pump Connector, steel male thread ends. | 5 | 2.5 | 50 | 0.36 | 18 | 0.3 | 5.4 |  | 25.9 | 25.9
| 1 | 1.25" Metraflex Model SST Pump Connector, steel male thread ends. | 5 | 2.5 | 54 | 0.36 | 19.44 | 0.3 | 5.832 |  | 27.772 | 27.772
| 1 | 1.5" Metraflex Model SST Pump Connector, steel male thread ends. | 8 | 4 | 68 | 0.36 | 24.48 | 0.3 | 7.344 |  | 35.824 | 35.824
| 1 | 2" Metraflex Model SST Pump Connector, steel male thread ends. | 8 | 4 | 82 | 0.36 | 29.52 | 0.3 | 8.856 |  | 42.376 | 42.376
| 1 | 2.5" Metraflex Model SST Pump Connector, steel male thread ends. | 8 | 4 | 120 | 0.36 | 43.2 | 0.3 | 12.96 |  | 60.16 | 60.16
| 1 | 3" Metraflex Model SST Pump Connector, steel male thread ends. | 8 | 4 | 148 | 0.36 | 53.28 | 0.3 | 15.984 |  | 73.264 | 73.264
Pipe Guides
| 4 | Metraflex Model 23 Style IV Spider Type Pipe Guide for " pipe and " insulation. | 6 | 7.2 | 99 | 0.4 | 158.4 | 0.25 | 39.6 |  | 51.3 | 205.2
| 4 | Metraflex Model 24 Style IV Spider Type Pipe Guide for " pipe and " insulation. | 8 | 9.6 | 102 | 0.4 | 163.2 | 0.25 | 40.8 |  | 53.4 | 213.6
| 4 | Metraflex Model 25 Style IV Spider Type Pipe Guide for " pipe and " insulation. | 9 | 10.8 | 112 | 0.4 | 179.2 | 0.25 | 44.8 |  | 58.7 | 234.8
| 4 | Metraflex Model 26 Style IV Spider Type Pipe Guide for " pipe and " insulation | 12 | 14.4 | 125 | 0.4 | 200 | 0.25 | 50 |  | 66.1 | 264.4
| 4 | Metraflex Model 27 Style IV Spider Type Pipe Guide for " pipe and " insulation | 22 | 26.4 | 165 | 0.4 | 264 | 0.25 | 66 |  | 89.1 | 356.4
| 4 | Metraflex Model 28 Style IV Spider Type Pipe Guide for " pipe and " insulation. | 36 | 43.2 | 205 | 0.4 | 328 | 0.25 | 82 |  | 113.3 | 453.2
| 4 | Metraflex Midel 29 Style IV Spider Type Pipe Guide for " pipe and " insulation. | 45 | 54 | 338 | 0.4 | 540.8 | 0.25 | 135.2 |  | 182.5 | 730
| 4 | Metraflex Model 30 Style IV Spider Type Pipe Guide for " pipe and " insulation. | 52 | 62.4 | 398 | 0.4 | 636.8 | 0.25 | 159.2 |  | 214.6 | 858.4
| 4 | Metraflex Model 31 Style IV Spider Type Pipe Guide for " pipe and " insulation. | 55 | 66 | 488 | 0.4 | 780.8 | 0.25 | 195.2 |  | 260.5 | 1042

## Shipco SeeWater
Item | Qty | Description | Weight | Ship | list | Mult | Cost | MU | Profit | SU | Unit Cost | Total Cost
A | 1 | Duplex Control Panel, NEMA 1 Enclosure, Combination Integral Magnetic Starter and Circuit Breaker, Thru the Door Disconnect. | 100 | 30 | 2450 | 0.4 | 980 | 0.25 | 245 |  | 1255 | 1255
| 1 | HOA Selector Switches | 10 | 3 | 200 | 0.4 | 80 | 0.25 | 20 |  | 103 | 103
| 1 | Pilot/Run Lights | 10 | 3 | 250 | 0.4 | 100 | 0.25 | 25 |  | 128 | 128
| 1 | Gauge Glass Assembly | 10 | 2 | 125 | 0.4 | 50 | 0.25 | 12.5 |  | 64.5 | 64.5
| 1 | Thermometer | 10 | 2 | 125 | 0.4 | 50 | 0.25 | 12.5 |  | 64.5 | 64.5
| 2 | Pressure Gauges | 10 | 4 | 125 | 0.4 | 100 | 0.25 | 25 |  | 64.5 | 129
| 1 | Mechanical Alternator | 10 | 2 | 150 | 0.4 | 60 | 0.25 | 15 |  | 77 | 77
| 1 | Pump Isolation Valves | 10 | 3 | 450 | 0.4 | 180 | 0.25 | 45 |  | 228 | 228
|  | See Water |  | 0 |  |  | 0 |  | 0 |  | #DIV/0! | #DIV/0!
A | 1 | (Elevator Sump) Hydromatic SHEF40A1. 4/10HP, 120V-1P. | 30 | 9 | 441 | 0.5 | 220.5 | 0.25 | 55.125 |  | 284.625 | 284.625
| 1 | SEE Model OSSIM-TP-1 Oil Minder Simplex Total Pump Protection Panel, complete with all mounting hardware, circuit breaker and 20AMP motor relay, oil smart pump switch with 20' cord, alarm switch with 20' cord, HOA switch, power on light - pump run light, high red beacon alarm light, high 84 decibel audible alarm, yellow light for oil alarm and white light for water alarm, complete contacts for remote mounting. | 50 | 25 | 1211 | 1 | 1211 | 0.35 | 423.85 |  | 1659.85 | 1659.85
| 1 | Above in duplex |  | 0 | 1435 | 1 | 1435 | 0.35 | 502.25 |  | 1937.25 | 1937.25
| 1 | See Water Model OSS20PBPR Pump Switch | 4 | 0 | 370 | 1 | 370 | 0.35 | 129.5 |  | 499.5 | 499.5
| 1 | See Water Model OSA-05 Oil Smart Alarm Panel Only to operate with above switch. | 4 | 0 | 367 | 1 | 367 | 0.35 | 128.45 |  | 495.45 | 495.45
|  |  |  | 0 |  |  | 0 |  | 0 |  | #DIV/0! | #DIV/0!
|  |  |  | 0 |  |  | 0 |  | 0 |  | #DIV/0! | #DIV/0!
|  |  |  | 0 |  |  | 0 |  | 0 |  | #DIV/0! | #DIV/0!
|  |  |  | 0 |  |  | 0 |  | 0 |  | #DIV/0! | #DIV/0!
|  |  |  | 0 |  |  | 0 |  | 0 |  | #DIV/0! | #DIV/0!
|  |  |  | 0 |  |  | 0 |  | 0 |  | #DIV/0! | #DIV/0!
|  |  |  | 0 |  |  | 0 |  | 0 |  | #DIV/0! | #DIV/0!
|  |  |  | 0 |  |  | 0 |  | 0 |  | #DIV/0! | #DIV/0!
|  |  |  | 0 |  |  | 0 |  | 0 |  | #DIV/0! | #DIV/0!
|  |  |  | 0 |  |  | 0 |  | 0 |  | #DIV/0! | #DIV/0!
|  |  |  | 0 |  |  | 0 |  | 0 |  | #DIV/0! | #DIV/0!
|  |  |  | 0 |  |  | 0 |  | 0 |  | #DIV/0! | #DIV/0!
|  |  |  | 0 |  |  | 0 |  | 0 |  | #DIV/0! | #DIV/0!
|  |  |  | 0 |  |  | 0 |  | 0 |  | #DIV/0! | #DIV/0!
|  |  |  | 0 |  |  | 0 |  | 0 |  | #DIV/0! | #DIV/0!
|  |  |  | 0 |  |  | 0 |  | 0 |  | #DIV/0! | #DIV/0!
|  |  |  | 0 |  |  | 0 |  | 0 |  | #DIV/0! | #DIV/0!
|  |  |  | 0 |  |  | 0 |  | 0 |  | #DIV/0! | #DIV/0!
|  |  |  | 0 |  |  | 0 |  | 0 |  | #DIV/0! | #DIV/0!
|  |  |  | 0 |  |  | 0 |  | 0 |  | #DIV/0! | #DIV/0!
0
0
0
0
0
0
0
0
0
0
0
0
0
0
0
0
0
0
0
0
0
0
0
0
0
0
0
0
0
0
0
0
0
0
0
0
0
0
0
0
0
0
0
0
0
0
0
0
0
0
0
0
0
0
0
0
0
0
0
0
0
0
0
0
0
0
0
0
0
0
0
0
0
0
0
0
0
0
0
0
0
0
0
0
0
0
0
0
0
0
0
0
0
0
0
0
0
0
0
0
0
0
0
0
0
0
0
0
0
0
0
0
0
0
0
0
0
0
0
0
0
0
0
0
0
0
0
0
0
0
0
0
0
0
0
0
0
0
0
0
0
0
0
0
0
0
0
0
0
0
0
0
0
0
0
0
0
0
0
0
0
0
0
0
0
0
0
0
0
0
0
0
0
0
0
0
0
0
0
0
0
0
0
0
0
0
0
0
0
0
0
0
0
0
0
0
0
0
0
0
0
0
0
0
0
0
0
0
0
0
0
0
0
0
0
0
0
0
0
0
0
0
0
0
0
0
0
0
0
0
0
0
0
0
0
0
0
0
0
0
0
0
0
0
0
0
0
0
0
0
0
0
0
0
0
0
0
0
0
0
0
0
0
0
0
0
0
0
0
0
0
0
0
0
0
0
0
0
0
0
0
0
0
0
0
0
0
0
0
0
0
0
0
0
0
0
0
0
0
0
0
0
0
0
0
0
0
0
0
0
0
0
0
0
0
0
0
0
0
0
0
0
0
0
0
0
0
0
0
0
0
0
0
0
0
0
0
0
0
0
0
0
0
0
0
0
0
0
0
0
0
0
0
0
0
0
0
0
0
0
0
0
0
0
0
0
0
0
0
0
0
0
0
0
0
0
0
0
0
0
0
0
0
0
0
0
0
0
0
0
0
0
0
0
0
0
0
0
0
0
0
0
0
0
0
0
0
0
0
0
0
0
0
0
0
0
0
0
0
0
0
0
0
0
0
0
0
0
0
0
0
0
0
0
0
0
0
0
0
0
0
0
0
0
0
0
0
0
0
0
0
0
0
0
0
0
0
0
0
0
0
0
0
0
0
0
0
0
0
0
0
0
0
0
0
0
0
0
0
0
0
0
0
0
0
0
0
0
0
0
0
0
0
0
0
0
0
0
0
0
0
0
0
0
0
0
0
0
0
0
0
0
0
0
0
0
0
0
0
0
0
0
0
0
0
0
0
0
0
0
0
0
0
0
0
0
0
0
0
0
0
0
0
0
0
0
0
0
0
0
0
0
0
0
0
0
0
0
0
0
0
0
0
0
0
0
0
0
0
0
0
0
0
0
0
0
0
0
0
0
0
0
0
0
0
0
0
0
0
0
0
0
0
0
0
0
0
0
0
0
0
0
0
0
0
0
0
0
0
0
0
0
0
0
0
0
0
0
0
0
0
0
0
0
0
0
0
0
0
0
0
0
0
0
0
0
0
0
0
0
0
0
0
0
0
0
0
0
0
0
0
0
0
0
0
0
0
0
0
0
0
0
0
0
0
0
0
0
0
0
0
0
0
0
0
0
0
0
0
0
0
0
0
0
0
0
0
0
0
0
0
0
0
0
0
0
0
0
0
0
0
0
0
0
0
0
0
0
0
0
0
0
0
0
0
0
0
0
0
0
0
0
0
0
0
0
0
0
0
0
0
0
0
0
0
0
0
0
0
0
0
0
0
0
0
0
0
0
0
0
0
0
0
0
0
0
0
0
0
0
0
0
0
0
0
0
0
0
0
0
0
0
0
0
0
0
0
0
0
0
0
0
0
0
0
0
0
0
0
0
0
0
0
0
0
0
0
0
0
0
0
0
0
0
0
0
0
0
0
0
0
0
0
0
0
0
0
0
0
0
0
0
0
0
0
0
0
0
0
0
0
0
0
0
0
0
0
0
0
0
0
0
0
0
0
0
0
0
0
0
0
0
0
0
0
0
0
0
0
0
0
0
0
0
0
0
0
0
0
0
0
0
0
0
0
0
0
0
0
0
0
0
0
0
0
0
0
0
0
0
0
0
0
0
0
0
0
0
0
0
0
0
0
0
0
0
0
0
0
0
0
0
0
0
0
0
0
0
0
0
0
0
0
0
0
0
0
0
0
0
0
0
0
0
0
0
0
0
0
0
0
0
0
0
0
0
0
0
0
0
0
0
0
0
0
0
0
0
0
0
0
0
0
0
0
0
0
0
0
0
0
0
0
0
0
0
0
0
0
0
0
0
0
0
0
0
0
0
0
0
0
0
0
0
0
0
0
0
0
0
0
0
0
0
0
0
0
0
0
0
0
0
0
0
0
0
0
0
0
0
0
0
0
0
0
0
0
0
0
0
0
0
0
0
0
0
0
0
0
0
0
0
0
0
0
0
0
0
0
0
0
0
0
0
0
0
0
0
0
0
0
0
0
0
0
0
0
0
0
0
0
0
0
0
0
0
0
0
0
0
0
0
0
0
0
0
0
0
0
0
0
0
0
0
0
0
0
0
0
0
0
0
0
0
0
0
0
0
0
0
0
0
0
0
0
0
0
0
0
0
0
0
0
0
0
0
0
0
0
0
0
0
0
0
0
0
0
0
0
0
0
0
0
0
0
0
0
0
0
0
0
0
0
0
0
0
0
0
0
0
0
0
0
0
0
0
0
0
0
0
0
0
0
0
0
0
0
0
0
0
0
0
0
0
0
0
0
0

## VFD's
Item | Qty | Description | Weight | Ship | list | Mult | Cost | MU | Profit | SU | Unit Cost | Total Cost
S-Flex - 208V-3P
| 2 | Square D Model S-Flex 212 Variable Frequency Drive, 1HP, 208V-3P Altivar 21 power converter, circuit breaker disconnect, UL508C coordinated short circuit rating for 100,000 amps, adjustable frequency controller-off-bypass selector switch, local remote configurable on controller, power on red LED, bypass run green LED, fire/freezestat interlock for adjustable frequency drive and bypass mode, form C adjustable frequency controller fault auxiliary contact, modbus RJ-45 communication port, smoke purge function, bypass run auxiliary contact, full voltage bypass power circuit with overload relay, 120 vac fused control power transformer and LCD Text Keypad. | 150 | 0 | 1652 | 0.573 | 1893.192 | 0.25 | 473.298 | 150 | 1333.245 | 2666.49
| 2 | Square D Model S-Flex 212 Variable Frequency Drive, 2HP, 208V-3P Altivar 21 power converter, circuit breaker disconnect, UL508C coordinated short circuit rating for 100,000 amps, adjustable frequency controller-off-bypass selector switch, local remote configurable on controller, power on red LED, bypass run green LED, fire/freezestat interlock for adjustable frequency drive and bypass mode, form C adjustable frequency controller fault auxiliary contact, modbus RJ-45 communication port, smoke purge function, bypass run auxiliary contact, full voltage bypass power circuit with overload relay, 120 vac fused control power transformer and LCD Text Keypad. | 150 | 0 | 1751 | 0.573 | 2006.646 | 0.25 | 501.6615 | 150 | 1404.1537 | 2808.3075
| 2 | Square D Model S-Flex 212 Variable Frequency Drive, 3HP, 208V-3P Altivar 21 power converter, circuit breaker disconnect, UL508C coordinated short circuit rating for 100,000 amps, adjustable frequency controller-off-bypass selector switch, local remote configurable on controller, power on red LED, bypass run green LED, fire/freezestat interlock for adjustable frequency drive and bypass mode, form C adjustable frequency controller fault auxiliary contact, modbus RJ-45 communication port, smoke purge function, bypass run auxiliary contact, full voltage bypass power circuit with overload relay, 120 vac fused control power transformer and LCD Text Keypad. | 150 | 0 | 1843 | 0.573 | 2112.078 | 0.25 | 528.0195 | 150 | 1470.0487 | 2940.0975
| 2 | Square D Model S-Flex 212 Variable Frequency Drive, 5HP, 208V-3P Altivar 21 power converter, circuit breaker disconnect, UL508C coordinated short circuit rating for 100,000 amps, adjustable frequency controller-off-bypass selector switch, local remote configurable on controller, power on red LED, bypass run green LED, fire/freezestat interlock for adjustable frequency drive and bypass mode, form C adjustable frequency controller fault auxiliary contact, modbus RJ-45 communication port, smoke purge function, bypass run auxiliary contact, full voltage bypass power circuit with overload relay, 120 vac fused control power transformer and LCD Text Keypad. | 150 | 0 | 2039 | 0.573 | 2336.694 | 0.25 | 584.1735 | 150 | 1610.4337 | 3220.8675
| 2 | Square D Model S-Flex 212 Variable Frequency Drive, 7.5HP, 208V-3P Altivar 21 power converter, circuit breaker disconnect, UL508C coordinated short circuit rating for 100,000 amps, adjustable frequency controller-off-bypass selector switch, local remote configurable on controller, power on red LED, bypass run green LED, fire/freezestat interlock for adjustable frequency drive and bypass mode, form C adjustable frequency controller fault auxiliary contact, modbus RJ-45 communication port, smoke purge function, bypass run auxiliary contact, full voltage bypass power circuit with overload relay, 120 vac fused control power transformer and LCD Text Keypad. | 150 | 0 | 2207 | 0.573 | 2529.222 | 0.25 | 632.3055 | 150 | 1730.7637 | 3461.5275
| 2 | Square D Model S-Flex 212 Variable Frequency Drive, 10HP, 208V-3P Altivar 21 power converter, circuit breaker disconnect, UL508C coordinated short circuit rating for 100,000 amps, adjustable frequency controller-off-bypass selector switch, local remote configurable on controller, power on red LED, bypass run green LED, fire/freezestat interlock for adjustable frequency drive and bypass mode, form C adjustable frequency controller fault auxiliary contact, modbus RJ-45 communication port, smoke purge function, bypass run auxiliary contact, full voltage bypass power circuit with overload relay, 120 vac fused control power transformer and LCD Text Keypad. | 150 | 0 | 2503 | 0.573 | 2868.438 | 0.25 | 717.1095 | 150 | 1942.7737 | 3885.5475
| 2 | Square D Model S-Flex 212 Variable Frequency Drive, 15HP, 208V-3P Altivar 21 power converter, circuit breaker disconnect, UL508C coordinated short circuit rating for 100,000 amps, adjustable frequency controller-off-bypass selector switch, local remote configurable on controller, power on red LED, bypass run green LED, fire/freezestat interlock for adjustable frequency drive and bypass mode, form C adjustable frequency controller fault auxiliary contact, modbus RJ-45 communication port, smoke purge function, bypass run auxiliary contact, full voltage bypass power circuit with overload relay, 120 vac fused control power transformer and LCD Text Keypad. | 150 | 0 | 3008 | 0.573 | 3447.168 | 0.25 | 861.792 | 150 | 2304.48 | 4608.96
| 2 | Square D Model S-Flex 212 Variable Frequency Drive, 20HP, 208V-3P Altivar 21 power converter, circuit breaker disconnect, UL508C coordinated short circuit rating for 100,000 amps, adjustable frequency controller-off-bypass selector switch, local remote configurable on controller, power on red LED, bypass run green LED, fire/freezestat interlock for adjustable frequency drive and bypass mode, form C adjustable frequency controller fault auxiliary contact, modbus RJ-45 communication port, smoke purge function, bypass run auxiliary contact, full voltage bypass power circuit with overload relay, 120 vac fused control power transformer and LCD Text Keypad. | 150 | 0 | 3419 | 0.573 | 3918.174 | 0.25 | 979.5435 | 150 | 2598.8587 | 5197.7175
| 2 | Square D Model S-Flex 212 Variable Frequency Drive, 25HP, 208V-3P Altivar 21 power converter, circuit breaker disconnect, UL508C coordinated short circuit rating for 100,000 amps, adjustable frequency controller-off-bypass selector switch, local remote configurable on controller, power on red LED, bypass run green LED, fire/freezestat interlock for adjustable frequency drive and bypass mode, form C adjustable frequency controller fault auxiliary contact, modbus RJ-45 communication port, smoke purge function, bypass run auxiliary contact, full voltage bypass power circuit with overload relay, 120 vac fused control power transformer. | 150 | 0 | 4115 | 0.573 | 4715.79 | 0.25 | 1178.9475 | 150 | 3097.3688 | 6194.7375
| 2 | Square D Model S-Flex 212 Variable Frequency Drive, 30HP, 208V-3P Altivar 21 power converter, circuit breaker disconnect, UL508C coordinated short circuit rating for 100,000 amps, adjustable frequency controller-off-bypass selector switch, local remote configurable on controller, power on red LED, bypass run green LED, fire/freezestat interlock for adjustable frequency drive and bypass mode, form C adjustable frequency controller fault auxiliary contact, modbus RJ-45 communication port, smoke purge function, bypass run auxiliary contact, full voltage bypass power circuit with overload relay, 120 vac fused control power transformer and LCD Text Keypad. | 150 | 0 | 4955 | 0.573 | 5678.43 | 0.25 | 1419.6075 | 150 | 3699.0187 | 7398.0375
| 2 | Square D Model S-Flex 212 Variable Frequency Drive, 40HP, 208V-3P Altivar 21 power converter, circuit breaker disconnect, UL508C coordinated short circuit rating for 100,000 amps, adjustable frequency controller-off-bypass selector switch, local remote configurable on controller, power on red LED, bypass run green LED, fire/freezestat interlock for adjustable frequency drive and bypass mode, form C adjustable frequency controller fault auxiliary contact, modbus RJ-45 communication port, smoke purge function, bypass run auxiliary contact, full voltage bypass power circuit with overload relay, 120 vac fused control power transformer and LCD Text Keypad. | 150 | 0 | 6170 | 0.573 | 7070.82 | 0.25 | 1767.705 | 150 | 4569.2625 | 9138.525
S-Flex - 230V-3P
| 2 | Square D Model S-Flex 212 Variable Frequency Drive, 1HP, 230V-3P Altivar 21 power converter, circuit breaker disconnect, UL508C coordinated short circuit rating for 100,000 amps, adjustable frequency controller-off-bypass selector switch, local remote configurable on controller, power on red LED, bypass run green LED, fire/freezestat interlock for adjustable frequency drive and bypass mode, form C adjustable frequency controller fault auxiliary contact, modbus RJ-45 communication port, smoke purge function, bypass run auxiliary contact, full voltage bypass power circuit with overload relay, 120 vac fused control power transformer and LCD Text Keypad. | 150 | 0 | 1652 | 0.573 | 1893.192 | 0.25 | 473.298 | 150 | 1333.245 | 2666.49
| 2 | Square D Model S-Flex 212 Variable Frequency Drive, 2HP, 230V-3P Altivar 21 power converter, circuit breaker disconnect, UL508C coordinated short circuit rating for 100,000 amps, adjustable frequency controller-off-bypass selector switch, local remote configurable on controller, power on red LED, bypass run green LED, fire/freezestat interlock for adjustable frequency drive and bypass mode, form C adjustable frequency controller fault auxiliary contact, modbus RJ-45 communication port, smoke purge function, bypass run auxiliary contact, full voltage bypass power circuit with overload relay, 120 vac fused control power transformer and LCD Text Keypad. | 150 | 0 | 1751 | 0.573 | 2006.646 | 0.25 | 501.6615 | 150 | 1404.1537 | 2808.3075
| 2 | Square D Model S-Flex 212 Variable Frequency Drive, 3HP, 230V-3P Altivar 21 power converter, circuit breaker disconnect, UL508C coordinated short circuit rating for 100,000 amps, adjustable frequency controller-off-bypass selector switch, local remote configurable on controller, power on red LED, bypass run green LED, fire/freezestat interlock for adjustable frequency drive and bypass mode, form C adjustable frequency controller fault auxiliary contact, modbus RJ-45 communication port, smoke purge function, bypass run auxiliary contact, full voltage bypass power circuit with overload relay, 120 vac fused control power transformer and LCD Text Keypad. | 150 | 0 | 1843 | 0.573 | 2112.078 | 0.25 | 528.0195 | 150 | 1470.0487 | 2940.0975
| 2 | Square D Model S-Flex 212 Variable Frequency Drive, 5HP, 230V-3P Altivar 21 power converter, circuit breaker disconnect, UL508C coordinated short circuit rating for 100,000 amps, adjustable frequency controller-off-bypass selector switch, local remote configurable on controller, power on red LED, bypass run green LED, fire/freezestat interlock for adjustable frequency drive and bypass mode, form C adjustable frequency controller fault auxiliary contact, modbus RJ-45 communication port, smoke purge function, bypass run auxiliary contact, full voltage bypass power circuit with overload relay, 120 vac fused control power transformer and LCD Text Keypad. | 150 | 0 | 2039 | 0.573 | 2336.694 | 0.25 | 584.1735 | 150 | 1610.4337 | 3220.8675
| 2 | Square D Model S-Flex 212 Variable Frequency Drive, 7.5HP, 230V-3P Altivar 21 power converter, circuit breaker disconnect, UL508C coordinated short circuit rating for 100,000 amps, adjustable frequency controller-off-bypass selector switch, local remote configurable on controller, power on red LED, bypass run green LED, fire/freezestat interlock for adjustable frequency drive and bypass mode, form C adjustable frequency controller fault auxiliary contact, modbus RJ-45 communication port, smoke purge function, bypass run auxiliary contact, full voltage bypass power circuit with overload relay, 120 vac fused control power transformer and LCD Text Keypad. | 150 | 0 | 2207 | 0.573 | 2529.222 | 0.25 | 632.3055 | 150 | 1730.7637 | 3461.5275
| 2 | Square D Model S-Flex 212 Variable Frequency Drive, 10HP, 230V-3P Altivar 21 power converter, circuit breaker disconnect, UL508C coordinated short circuit rating for 100,000 amps, adjustable frequency controller-off-bypass selector switch, local remote configurable on controller, power on red LED, bypass run green LED, fire/freezestat interlock for adjustable frequency drive and bypass mode, form C adjustable frequency controller fault auxiliary contact, modbus RJ-45 communication port, smoke purge function, bypass run auxiliary contact, full voltage bypass power circuit with overload relay, 120 vac fused control power transformer and LCD Text Keypad. | 150 | 0 | 2503 | 0.573 | 2868.438 | 0.25 | 717.1095 | 150 | 1942.7737 | 3885.5475
| 2 | Square D Model S-Flex 212 Variable Frequency Drive, 15HP, 230V-3P Altivar 21 power converter, circuit breaker disconnect, UL508C coordinated short circuit rating for 100,000 amps, adjustable frequency controller-off-bypass selector switch, local remote configurable on controller, power on red LED, bypass run green LED, fire/freezestat interlock for adjustable frequency drive and bypass mode, form C adjustable frequency controller fault auxiliary contact, modbus RJ-45 communication port, smoke purge function, bypass run auxiliary contact, full voltage bypass power circuit with overload relay, 120 vac fused control power transformer and LCD Text Keypad. | 150 | 0 | 3008 | 0.573 | 3447.168 | 0.25 | 861.792 | 150 | 2304.48 | 4608.96
| 2 | Square D Model S-Flex 212 Variable Frequency Drive, 20HP, 230V-3P Altivar 21 power converter, circuit breaker disconnect, UL508C coordinated short circuit rating for 100,000 amps, adjustable frequency controller-off-bypass selector switch, local remote configurable on controller, power on red LED, bypass run green LED, fire/freezestat interlock for adjustable frequency drive and bypass mode, form C adjustable frequency controller fault auxiliary contact, modbus RJ-45 communication port, smoke purge function, bypass run auxiliary contact, full voltage bypass power circuit with overload relay, 120 vac fused control power transformer and LCD Text Keypad. | 150 | 0 | 3419 | 0.573 | 3918.174 | 0.25 | 979.5435 | 150 | 2598.8587 | 5197.7175
| 2 | Square D Model S-Flex 212 Variable Frequency Drive, 25HP, 230V-3P Altivar 21 power converter, circuit breaker disconnect, UL508C coordinated short circuit rating for 100,000 amps, adjustable frequency controller-off-bypass selector switch, local remote configurable on controller, power on red LED, bypass run green LED, fire/freezestat interlock for adjustable frequency drive and bypass mode, form C adjustable frequency controller fault auxiliary contact, modbus RJ-45 communication port, smoke purge function, bypass run auxiliary contact, full voltage bypass power circuit with overload relay, 120 vac fused control power transformer and LCD Text Keypad. | 150 | 0 | 4115 | 0.573 | 4715.79 | 0.25 | 1178.9475 | 150 | 3097.3688 | 6194.7375
| 2 | Square D Model S-Flex 212 Variable Frequency Drive, 30HP, 230V-3P Altivar 21 power converter, circuit breaker disconnect, UL508C coordinated short circuit rating for 100,000 amps, adjustable frequency controller-off-bypass selector switch, local remote configurable on controller, power on red LED, bypass run green LED, fire/freezestat interlock for adjustable frequency drive and bypass mode, form C adjustable frequency controller fault auxiliary contact, modbus RJ-45 communication port, smoke purge function, bypass run auxiliary contact, full voltage bypass power circuit with overload relay, 120 vac fused control power transformer and LCD Text Keypad. | 150 | 0 | 4955 | 0.573 | 5678.43 | 0.25 | 1419.6075 | 150 | 3699.0187 | 7398.0375
| 2 | Square D Model S-Flex 212 Variable Frequency Drive, 40HP, 230V-3P Altivar 21 power converter, circuit breaker disconnect, UL508C coordinated short circuit rating for 100,000 amps, adjustable frequency controller-off-bypass selector switch, local remote configurable on controller, power on red LED, bypass run green LED, fire/freezestat interlock for adjustable frequency drive and bypass mode, form C adjustable frequency controller fault auxiliary contact, modbus RJ-45 communication port, smoke purge function, bypass run auxiliary contact, full voltage bypass power circuit with overload relay, 120 vac fused control power transformer and LCD Text Keypad. | 150 | 0 | 6170 | 0.573 | 7070.82 | 0.25 | 1767.705 | 150 | 4569.2625 | 9138.525
S-Flex - 460V-3P
| 2 | Square D Model S-Flex 212 Variable Frequency Drive, 1HP, 460V-3P Altivar 21 power converter, circuit breaker disconnect, UL508C coordinated short circuit rating for 100,000 amps, adjustable frequency controller-off-bypass selector switch, local remote configurable on controller, power on red LED, bypass run green LED, fire/freezestat interlock for adjustable frequency drive and bypass mode, form C adjustable frequency controller fault auxiliary contact, modbus RJ-45 communication port, smoke purge function, bypass run auxiliary contact, full voltage bypass power circuit with overload relay, 120 vac fused control power transformer and LCD Text Keypad. | 150 | 0 | 1500 | 0.573 | 1719 | 0.25 | 429.75 | 150 | 1224.375 | 2448.75
| 2 | Square D Model S-Flex 212 Variable Frequency Drive, 2HP, 460V-3P Altivar 21 power converter, circuit breaker disconnect, UL508C coordinated short circuit rating for 100,000 amps, adjustable frequency controller-off-bypass selector switch, local remote configurable on controller, power on red LED, bypass run green LED, fire/freezestat interlock for adjustable frequency drive and bypass mode, form C adjustable frequency controller fault auxiliary contact, modbus RJ-45 communication port, smoke purge function, bypass run auxiliary contact, full voltage bypass power circuit with overload relay, 120 vac fused control power transformer and LCD Text Keypad. | 150 | 0 | 1567 | 0.573 | 1795.782 | 0.25 | 448.9455 | 150 | 1272.3637 | 2544.7275
| 2 | Square D Model S-Flex 212 Variable Frequency Drive, 3HP, 460V-3P Altivar 21 power converter, circuit breaker disconnect, UL508C coordinated short circuit rating for 100,000 amps, adjustable frequency controller-off-bypass selector switch, local remote configurable on controller, power on red LED, bypass run green LED, fire/freezestat interlock for adjustable frequency drive and bypass mode, form C adjustable frequency controller fault auxiliary contact, modbus RJ-45 communication port, smoke purge function, bypass run auxiliary contact, full voltage bypass power circuit with overload relay, 120 vac fused control power transformer and LCD Text Keypad. | 150 | 0 | 1669 | 0.573 | 1912.674 | 0.25 | 478.1685 | 150 | 1345.4212 | 2690.8425
| 2 | Square D Model S-Flex 212 Variable Frequency Drive, 5HP, 460V-3P Altivar 21 power converter, circuit breaker disconnect, UL508C coordinated short circuit rating for 100,000 amps, adjustable frequency controller-off-bypass selector switch, local remote configurable on controller, power on red LED, bypass run green LED, fire/freezestat interlock for adjustable frequency drive and bypass mode, form C adjustable frequency controller fault auxiliary contact, modbus RJ-45 communication port, smoke purge function, bypass run auxiliary contact, full voltage bypass power circuit with overload relay, 120 vac fused control power transformer and LCD Text Keypad. | 150 | 0 | 1804 | 0.573 | 2067.384 | 0.25 | 516.846 | 150 | 1442.115 | 2884.23
| 2 | Square D Model S-Flex 212 Variable Frequency Drive, 7.5HP, 460V-3P Altivar 21 power converter, circuit breaker disconnect, UL508C coordinated short circuit rating for 100,000 amps, adjustable frequency controller-off-bypass selector switch, local remote configurable on controller, power on red LED, bypass run green LED, fire/freezestat interlock for adjustable frequency drive and bypass mode, form C adjustable frequency controller fault auxiliary contact, modbus RJ-45 communication port, smoke purge function, bypass run auxiliary contact, full voltage bypass power circuit with overload relay, 120 vac fused control power transformer and LCD Text Keypad. | 150 | 0 | 1940 | 0.573 | 2223.24 | 0.25 | 555.81 | 150 | 1539.525 | 3079.05
| 2 | Square D Model S-Flex 212 Variable Frequency Drive, 10HP, 460V-3P Altivar 21 power converter, circuit breaker disconnect, UL508C coordinated short circuit rating for 100,000 amps, adjustable frequency controller-off-bypass selector switch, local remote configurable on controller, power on red LED, bypass run green LED, fire/freezestat interlock for adjustable frequency drive and bypass mode, form C adjustable frequency controller fault auxiliary contact, modbus RJ-45 communication port, smoke purge function, bypass run auxiliary contact, full voltage bypass power circuit with overload relay, 120 vac fused control power transformer and LCD Text Keypad. | 150 | 0 | 2142 | 0.573 | 2454.732 | 0.25 | 613.683 | 150 | 1684.2075 | 3368.415
| 2 | Square D Model S-Flex 212 Variable Frequency Drive, 15HP, 460V-3P Altivar 21 power converter, circuit breaker disconnect, UL508C coordinated short circuit rating for 100,000 amps, adjustable frequency controller-off-bypass selector switch, local remote configurable on controller, power on red LED, bypass run green LED, fire/freezestat interlock for adjustable frequency drive and bypass mode, form C adjustable frequency controller fault auxiliary contact, modbus RJ-45 communication port, smoke purge function, bypass run auxiliary contact, full voltage bypass power circuit with overload relay, 120 vac fused control power transformer and LCD Text Keypad. | 150 | 0 | 2477 | 0.573 | 2838.642 | 0.25 | 709.6605 | 150 | 1924.1512 | 3848.3025
| 2 | Square D Model S-Flex 212 Variable Frequency Drive, 20HP, 460V-3P Altivar 21 power converter, circuit breaker disconnect, UL508C coordinated short circuit rating for 100,000 amps, adjustable frequency controller-off-bypass selector switch, local remote configurable on controller, power on red LED, bypass run green LED, fire/freezestat interlock for adjustable frequency drive and bypass mode, form C adjustable frequency controller fault auxiliary contact, modbus RJ-45 communication port, smoke purge function, bypass run auxiliary contact, full voltage bypass power circuit with overload relay, 120 vac fused control power transformer and LCD Text Keypad. | 150 | 0 | 2959 | 0.573 | 3391.014 | 0.25 | 847.7535 | 150 | 2269.3837 | 4538.7675
| 2 | Square D Model S-Flex 212 Variable Frequency Drive, 25HP, 460V-3P Altivar 21 power converter, circuit breaker disconnect, UL508C coordinated short circuit rating for 100,000 amps, adjustable frequency controller-off-bypass selector switch, local remote configurable on controller, power on red LED, bypass run green LED, fire/freezestat interlock for adjustable frequency drive and bypass mode, form C adjustable frequency controller fault auxiliary contact, modbus RJ-45 communication port, smoke purge function, bypass run auxiliary contact, full voltage bypass power circuit with overload relay, 120 vac fused control power transformer and LCD Text Keypad. | 150 | 0 | 3479 | 0.573 | 3986.934 | 0.25 | 996.7335 | 150 | 2641.8337 | 5283.6675
| 2 | Square D Model S-Flex 212 Variable Frequency Drive, 30HP, 460V-3P Altivar 21 power converter, circuit breaker disconnect, UL508C coordinated short circuit rating for 100,000 amps, adjustable frequency controller-off-bypass selector switch, local remote configurable on controller, power on red LED, bypass run green LED, fire/freezestat interlock for adjustable frequency drive and bypass mode, form C adjustable frequency controller fault auxiliary contact, modbus RJ-45 communication port, smoke purge function, bypass run auxiliary contact, full voltage bypass power circuit with overload relay, 120 vac fused control power transformer and LCD Text Keypad. | 150 | 0 | 3999 | 0.573 | 4582.854 | 0.25 | 1145.7135 | 150 | 3014.2837 | 6028.5675
| 2 | Square D Model S-Flex 212 Variable Frequency Drive, 40HP, 460V-3P Altivar 21 power converter, circuit breaker disconnect, UL508C coordinated short circuit rating for 100,000 amps, adjustable frequency controller-off-bypass selector switch, local remote configurable on controller, power on red LED, bypass run green LED, fire/freezestat interlock for adjustable frequency drive and bypass mode, form C adjustable frequency controller fault auxiliary contact, modbus RJ-45 communication port, smoke purge function, bypass run auxiliary contact, full voltage bypass power circuit with overload relay, 120 vac fused control power transformer and LCD Text Keypad. | 150 | 0 | 4609 | 0.573 | 5281.914 | 0.25 | 1320.4785 | 150 | 3451.1962 | 6902.3925
| 2 | Square D Model S-Flex 212 Variable Frequency Drive, 50HP, 460V-3P Altivar 21 power converter, circuit breaker disconnect, UL508C coordinated short circuit rating for 100,000 amps, adjustable frequency controller-off-bypass selector switch, local remote configurable on controller, power on red LED, bypass run green LED, fire/freezestat interlock for adjustable frequency drive and bypass mode, form C adjustable frequency controller fault auxiliary contact, modbus RJ-45 communication port, smoke purge function, bypass run auxiliary contact, full voltage bypass power circuit with overload relay, 120 vac fused control power transformer and LCD Text Keypad. | 150 | 90 | 5597 | 0.573 | 6414.162 | 0.25 | 1603.5405 | 150 | 4203.8512 | 8407.7025
| 2 | Square D Model S-Flex 212 Variable Frequency Drive, 60HP, 460V-3P Altivar 21 power converter, circuit breaker disconnect, UL508C coordinated short circuit rating for 100,000 amps, adjustable frequency controller-off-bypass selector switch, local remote configurable on controller, power on red LED, bypass run green LED, fire/freezestat interlock for adjustable frequency drive and bypass mode, form C adjustable frequency controller fault auxiliary contact, modbus RJ-45 communication port, smoke purge function, bypass run auxiliary contact, full voltage bypass power circuit with overload relay, 120 vac fused control power transformer and LCD Text Keypad. | 150 | 90 | 6507 | 0.573 | 7457.022 | 0.25 | 1864.2555 | 150 | 4855.6387 | 9711.2775
| 2 | Square D Model S-Flex 212 Variable Frequency Drive, 75HP, 460V-3P Altivar 21 power converter, circuit breaker disconnect, UL508C coordinated short circuit rating for 100,000 amps, adjustable frequency controller-off-bypass selector switch, local remote configurable on controller, power on red LED, bypass run green LED, fire/freezestat interlock for adjustable frequency drive and bypass mode, form C adjustable frequency controller fault auxiliary contact, modbus RJ-45 communication port, smoke purge function, bypass run auxiliary contact, full voltage bypass power circuit with overload relay, 120 vac fused control power transformer and LCD Text Keypad. | 150 | 90 | 7352 | 0.573 | 8425.392 | 0.25 | 2106.348 | 150 | 5460.87 | 10921.74
| 2 | Square D Model S-Flex 212 Variable Frequency Drive, 100HP, 460V-3P Altivar 21 power converter, circuit breaker disconnect, UL508C coordinated short circuit rating for 100,000 amps, adjustable frequency controller-off-bypass selector switch, local remote configurable on controller, power on red LED, bypass run green LED, fire/freezestat interlock for adjustable frequency drive and bypass mode, form C adjustable frequency controller fault auxiliary contact, modbus RJ-45 communication port, smoke purge function, bypass run auxiliary contact, full voltage bypass power circuit with overload relay, 120 vac fused control power transformer and LCD Text Keypad. | 150 | 90 | 8347 | 0.573 | 9565.662 | 0.25 | 2391.4155 | 150 | 6173.5387 | 12347.0775
|  |  |  | 0 |  |  | 0 |  | 0 |  | #DIV/0! | #DIV/0!
|  |  |  | 0 |  |  | 0 |  | 0 |  | #DIV/0! | #DIV/0!
|  |  |  | 0 |  |  | 0 |  | 0 |  | #DIV/0! | #DIV/0!
|  |  |  | 0 |  |  | 0 |  | 0 |  | #DIV/0! | #DIV/0!
|  |  |  | 0 |  |  | 0 |  | 0 |  | #DIV/0! | #DIV/0!
|  |  |  | 0 |  |  | 0 |  | 0 |  | #DIV/0! | #DIV/0!
|  |  |  | 0 |  |  | 0 |  | 0 |  | #DIV/0! | #DIV/0!
|  |  |  | 0 |  |  | 0 |  | 0 |  | #DIV/0! | #DIV/0!
|  |  |  | 0 |  |  | 0 |  | 0 |  | #DIV/0! | #DIV/0!
|  |  |  | 0 |  |  | 0 |  | 0 |  | #DIV/0! | #DIV/0!
|  |  |  | 0 |  |  | 0 |  | 0 |  | #DIV/0! | #DIV/0!
|  |  |  | 0 |  |  | 0 |  | 0 |  | #DIV/0! | #DIV/0!
|  |  |  | 0 |  |  | 0 |  | 0 |  | #DIV/0! | #DIV/0!
|  |  |  | 0 |  |  | 0 |  | 0 |  | #DIV/0! | #DIV/0!
|  |  |  | 0 |  |  | 0 |  | 0 |  | #DIV/0! | #DIV/0!
|  |  |  | 0 |  |  | 0 |  | 0 |  | #DIV/0! | #DIV/0!
|  |  |  | 0 |  |  | 0 |  | 0 |  | #DIV/0! | #DIV/0!
|  |  |  | 0 |  |  | 0 |  | 0 |  | #DIV/0! | #DIV/0!
|  |  |  | 0 |  |  | 0 |  | 0 |  | #DIV/0! | #DIV/0!
|  |  |  | 0 |  |  | 0 |  | 0 |  | #DIV/0! | #DIV/0!
|  |  |  | 0 |  |  | 0 |  | 0 |  | #DIV/0! | #DIV/0!
|  |  |  | 0 |  |  | 0 |  | 0 |  | #DIV/0! | #DIV/0!
|  |  |  | 0 |  |  | 0 |  | 0 |  | #DIV/0! | #DIV/0!
|  |  |  | 0 |  |  | 0 |  | 0 |  | #DIV/0! | #DIV/0!
|  |  |  | 0 |  |  | 0 |  | 0 |  | #DIV/0! | #DIV/0!
|  |  |  | 0 |  |  | 0 |  | 0 |  | #DIV/0! | #DIV/0!
|  |  |  | 0 |  |  | 0 |  | 0 |  | #DIV/0! | #DIV/0!
|  |  |  | 0 |  |  | 0 |  | 0 |  | #DIV/0! | #DIV/0!
|  |  |  | 0 |  |  | 0 |  | 0 |  | #DIV/0! | #DIV/0!
|  |  |  | 0 |  |  | 0 |  | 0 |  | #DIV/0! | #DIV/0!
|  |  |  | 0 |  |  | 0 |  | 0 |  | #DIV/0! | #DIV/0!
|  |  |  | 0 |  |  | 0 |  | 0 |  | #DIV/0! | #DIV/0!
|  |  |  | 0 |  |  | 0 |  | 0 |  | #DIV/0! | #DIV/0!
|  |  |  | 0 |  |  | 0 |  | 0 |  | #DIV/0! | #DIV/0!
|  |  |  | 0 |  |  | 0 |  | 0 |  | #DIV/0! | #DIV/0!
|  |  |  | 0 |  |  | 0 |  | 0 |  | #DIV/0! | #DIV/0!
|  |  |  | 0 |  |  | 0 |  | 0 |  | #DIV/0! | #DIV/0!
|  |  |  | 0 |  |  | 0 |  | 0 |  | #DIV/0! | #DIV/0!
|  |  |  | 0 |  |  | 0 |  | 0 |  | #DIV/0! | #DIV/0!
|  |  |  | 0 |  |  | 0 |  | 0 |  | #DIV/0! | #DIV/0!
|  |  |  | 0 |  |  | 0 |  | 0 |  | #DIV/0! | #DIV/0!
|  |  |  | 0 |  |  | 0 |  | 0 |  | #DIV/0! | #DIV/0!
|  |  |  | 0 |  |  | 0 |  | 0 |  | #DIV/0! | #DIV/0!
|  |  |  | 0 |  |  | 0 |  | 0 |  | #DIV/0! | #DIV/0!
|  |  |  | 0 |  |  | 0 |  | 0 |  | #DIV/0! | #DIV/0!
|  |  |  | 0 |  |  | 0 |  | 0 |  | #DIV/0! | #DIV/0!
|  |  |  | 0 |  |  | 0 |  | 0 |  | #DIV/0! | #DIV/0!
|  |  |  | 0 |  |  | 0 |  | 0 |  | #DIV/0! | #DIV/0!
|  |  |  | 0 |  |  | 0 |  | 0 |  | #DIV/0! | #DIV/0!

## Woods
Item | Qty | Description | Weight | Ship | list | Mult | Cost | MU | Profit | SU | Unit Cost | Total Cost
Chemical Feeders
| 1 | John Woods Model JWVF-27-002 2 Gallon Shot Feeder | 23 | 6.9 | 508 | 0.55 | 279.4 | 0.25 | 69.85 |  | 356.15 | 356.15
| 1 | John Woods Model JWVF-27-005 5 Gallon Shot Feeder | 37 | 11.1 | 632 | 0.55 | 347.6 | 0.25 | 86.9 |  | 445.6 | 445.6
| 1 | John Woods Model JWVF-27-010 10 Gallon Shot Feeder | 60 | 18 | 1044 | 0.55 | 574.2 | 0.25 | 143.55 |  | 735.75 | 735.75
| 1 | John Woods Model JWVF-27-012 12 Gallon Shot Feeder | 68 | 20.4 | 1130 | 0.55 | 621.5 | 0.25 | 155.375 |  | 797.275 | 797.275
Glycol Fill
| 1 | John Woods Model JWGP-53-030 Glycol Make Up System - 30 gallon. | 100 | 30 | 4457 | 0.55 | 2451.35 | 0.25 | 612.8375 |  | 3094.1875 | 3094.1875
| 1 | John Woods Model JWGP-53-055 Glycol Make Up System - 55 gallon. | 120 | 36 | 4573 | 0.55 | 2515.15 | 0.25 | 628.7875 |  | 3179.9375 | 3179.9375
| 1 | John Woods Model JWGP-53-100 Glycol Make Up System - 100 gallon. | 150 | 45 | 5152 | 0.55 | 2833.6 | 0.25 | 708.4 |  | 3587 | 3587
| 1 | (economy version) John Woods Model JWEP-53-301 Glycol Make Up System - 30 gallon, 18x34. | 90 | 18 | 2859 | 0.55 | 1572.45 | 0.25 | 393.1125 |  | 1983.5625 | 1983.5625
Expansion Tanks
| 1 | John Woods Model JBER-25-011, 158 Gallon Bag Type Expansion Tank, ASME. Equivalent to Armstrong Model 600-L. | 375 | 112.5 | 3070 | 0.55 | 1688.5 | 0.25 | 422.125 |  | 2223.125 | 2223.125
| 1 | John Woods Model JBER-25-012, 211 Gallon Bag Type Expansion Tank, ASME. Equivalent to Armstrong Model 800-L. | 447 | 134.1 | 3509 | 0.55 | 1929.95 | 0.25 | 482.4875 |  | 2546.5375 | 2546.5375
| 1 | John Woods Model JBER-25-013, 264 Gallon Bag Type Expansion Tank, ASME. Equivalent to Armstrong Model 1000-L. | 551 | 165.3 | 4208 | 0.55 | 2314.4 | 0.25 | 578.6 |  | 3058.3 | 3058.3
| 1 | John Woods Model JBER-25-014, 317 Gallon Bag Type Expansion Tank, ASME. Equivalent to Armstrong Model 1200-L. | 615 | 184.5 | 4597 | 0.55 | 2528.35 | 0.25 | 632.0875 |  | 3344.9375 | 3344.9375
| 1 | John Woods Model JBER-25-015, 370 Gallon Bag Type Expansion Tank, ASME. Equivalent to Armstrong Model 1400-L. | 694 | 208.2 | 4884 | 0.55 | 2686.2 | 0.25 | 671.55 |  | 3565.95 | 3565.95
| 1 | John Woods Model JBER-25-016, 422 Gallon Bag Type Expansion Tank, ASME. Equivalent to Armstrong Model 0600-L. | 1098 | 329.4 | 7074 | 0.55 | 3890.7 | 0.25 | 972.675 |  | 5192.775 | 5192.775
| 1 | John Woods Model JBER-25-017, 528 Gallon Bag Type Expansion Tank, ASME. Equivalent to Armstrong Model 2000-L. | 1239 | 371.7 | 7634 | 0.55 | 4198.7 | 0.25 | 1049.675 |  | 5620.075 | 5620.075
| 1 | John Woods Model JAER-23-601, 10 Gallon Bag Type Expansion Tank ASME. | 45 | 13.5 | 711 | 0.55 | 391.05 | 0.25 | 97.7625 |  | 502.3125 | 502.3125
| 1 | John Woods Model JAER-23-602, 15 Gallon Bag Type Expansion Tank ASME. | 58 | 17.4 | 853 | 0.55 | 469.15 | 0.25 | 117.2875 |  | 603.8375 | 603.8375
| 1 | John Woods Model JAER-23-603, 24 Gallon Bag Type Expansion Tank ASME. | 75 | 22.5 | 1000 | 0.55 | 550 | 0.25 | 137.5 |  | 710 | 710
| 1 | John Woods Model JAER-23-604, 30 Gallon Bag Type Expansion Tank ASME. | 91 | 27.3 | 1192 | 0.55 | 655.6 | 0.25 | 163.9 |  | 846.8 | 846.8
| 1 | John Woods Model JAER-23-605, 35 Gallon Bag Type Expansion Tank ASME. | 104 | 31.2 | 1219 | 0.55 | 670.45 | 0.25 | 167.6125 |  | 869.2625 | 869.2625
| 1 | John Woods Model JAER-23-606, 40 Gallon Bag Type Expansion Tank ASME. | 116 | 34.8 | 1281 | 0.55 | 704.55 | 0.25 | 176.1375 |  | 915.4875 | 915.4875
| 1 | John Woods Model JAER-23-607, 60 Gallon Bag Type Expansion Tank ASME. | 141 | 42.3 | 1512 | 0.55 | 831.6 | 0.25 | 207.9 |  | 1081.8 | 1081.8
| 1 | John Woods Model JAER-23-608, 80 Gallon Bag Type Expansion Tank ASME. | 168 | 50.4 | 1672 | 0.55 | 919.6 | 0.25 | 229.9 |  | 1199.9 | 1199.9
0.55
| 1 | Jonn Woods Model JAPR-20-601 Vertical Bag Type Expansion Tank, ASME, 10 Gallon for use with potable water. | 45 | 13.5 | 743 | 0.55 | 408.65 | 0.25 | 102.1625 |  | 524.3125 | 524.3125
| 1 | Jonn Woods Model JAPR-20-602 Vertical Bag Type Expansion Tank, ASME, 15 Gallon for use with potable water. | 58 | 17.4 | 874 | 0.55 | 480.7 | 0.25 | 120.175 |  | 618.275 | 618.275
| 1 | Jonn Woods Model JAPR-20-603 Vertical Bag Type Expansion Tank, ASME, 24 Gallon for use with potable water. | 79 | 23.7 | 1071 | 0.55 | 589.05 | 0.25 | 147.2625 |  | 760.0125 | 760.0125
| 1 | Jonn Woods Model JAPR-20-604 Vertical Bag Type Expansion Tank, ASME, 30 Gallon for use with potable water. | 91 | 27.3 | 1229 | 0.55 | 675.95 | 0.25 | 168.9875 |  | 872.2375 | 872.2375
| 1 | Jonn Woods Model JAPR-20-605 Vertical Bag Type Expansion Tank, ASME, 35 Gallon for use with potable water. | 104 | 31.2 | 1344 | 0.55 | 739.2 | 0.25 | 184.8 |  | 955.2 | 955.2
| 1 | Jonn Woods Model JAPR-20-606 Vertical Bag Type Expansion Tank, ASME, 40 Gallon for use with potable water. | 116 | 34.8 | 1510 | 0.55 | 830.5 | 0.25 | 207.625 |  | 1072.925 | 1072.925
| 1 | Jonn Woods Model JAPR-20-607 Vertical Bag Type Expansion Tank, ASME, 60 Gallon for use with potable water. | 141 | 42.3 | 1579 | 0.55 | 868.45 | 0.25 | 217.1125 |  | 1127.8625 | 1127.8625
| 1 | Jonn Woods Model JAPR-20-608 Vertical Bag Type Expansion Tank, ASME, 80 Gallon for use with potable water. | 168 | 50.4 | 1964 | 0.55 | 1080.2 | 0.25 | 270.05 |  | 1400.65 | 1400.65
| 1 | Jonn Woods Model JAPR-20-668 Vertical Bag Type Expansion Tank, ASME, 105 Gallon for use with potable water. | 200 | 60 | 2117 | 0.55 | 1164.35 | 0.25 | 291.0875 |  | 1515.4375 | 1515.4375
| 1 | Jonn Woods Model JAPR-20-609 Vertical Bag Type Expansion Tank, ASME, 120 Gallon for use with potable water. | 226 | 67.8 | 2163 | 0.55 | 1189.65 | 0.25 | 297.4125 |  | 1554.8625 | 1554.8625
| 1 | Jonn Woods Model JAPR-20-610 Vertical Bag Type Expansion Tank, ASME, 135 Gallon for use with potable water. | 255 | 76.5 | 2315 | 0.55 | 1273.25 | 0.25 | 318.3125 |  | 1668.0625 | 1668.0625
Chilled Water Buffer Tanks
| 1 | John Woods Model JBTR-22-130 Chilled Water Buffer Tank, 130 gallon volum, 24"x72", 2" threaded. | 345 | 103.5 | 3740 | 0.55 | 2057 | 0.25 | 514.25 |  | 2674.75 | 2674.75
| 1 | John Woods Model JBTR-22-210 Chilled Water Buffer Tank, 210 gallon volum, 30"x77", 3" flanged. | 535 | 160.5 | 4749 | 0.55 | 2611.95 | 0.25 | 652.9875 |  | 3425.4375 | 3425.4375
| 1 | John Woods Model JBTR-24-300 Chilled Water Buffer Tank, 300 gallon volum, 36"x72", 4" flanged. | 710 | 213 | 5579 | 0.55 | 3068.45 | 0.25 | 767.1125 |  | 4048.5625 | 4048.5625
| 1 | John Woods Model JBTR-24-400 Chilled Water Buffer Tank, 400 gallon volum, 36"x94", 4" flanged. | 840 | 252 | 6252 | 0.55 | 3438.6 | 0.25 | 859.65 |  | 4550.25 | 4550.25
| 1 | John Woods Model JBTR-24-528 Chilled Water Buffer Tank, 528 gallon volume, 48"x77", 6" flanged. | 1515 | 454.5 | 8954 | 0.55 | 4924.7 | 0.25 | 1231.175 |  | 6610.375 | 6610.375
| 1 | John Woods Model JBTR-24-850 Chilled Water Buffer Tank, 850 gallon volume, 54"x96", 6" flanged. CONTACT FACTORY FOR PRICING | 1950 | 585 | POA | 0.55 | #VALUE! | 0.25 | #VALUE! |  | #VALUE! | #VALUE!
| 1 | John Woods Model JBTR-24-040 Chilled Water Buffer Tank, 1040 gallon volume, 60"x96", 8" flanged. CONTACT FACTORY FOR PRICING | 2450 | 735 | POA | 0.55 | #VALUE! | 0.25 | #VALUE! |  | #VALUE! | #VALUE!
|  |  |  | 0 |  |  | 0 |  | 0 |  | #DIV/0! | #DIV/0!
|  |  |  | 0 |  |  | 0 |  | 0 |  | #DIV/0! | #DIV/0!
|  |  |  | 0 |  |  | 0 |  | 0 |  | #DIV/0! | #DIV/0!
|  |  |  | 0 |  |  | 0 |  | 0 |  | #DIV/0! | #DIV/0!
|  |  |  | 0 |  |  | 0 |  | 0 |  | #DIV/0! | #DIV/0!
|  |  |  | 0 |  |  | 0 |  | 0 |  | #DIV/0! | #DIV/0!
|  |  |  | 0 |  |  | 0 |  | 0 |  | #DIV/0! | #DIV/0!
|  |  |  | 0 |  |  | 0 |  | 0 |  | #DIV/0! | #DIV/0!
|  |  |  | 0 |  |  | 0 |  | 0 |  | #DIV/0! | #DIV/0!
|  |  |  | 0 |  |  | 0 |  | 0 |  | #DIV/0! | #DIV/0!
|  |  |  | 0 |  |  | 0 |  | 0 |  | #DIV/0! | #DIV/0!
|  |  |  | 0 |  |  | 0 |  | 0 |  | #DIV/0! | #DIV/0!
|  |  |  | 0 |  |  | 0 |  | 0 |  | #DIV/0! | #DIV/0!
|  |  |  | 0 |  |  | 0 |  | 0 |  | #DIV/0! | #DIV/0!
|  |  |  | 0 |  |  | 0 |  | 0 |  | #DIV/0! | #DIV/0!
|  |  |  | 0 |  |  | 0 |  | 0 |  | #DIV/0! | #DIV/0!
|  |  |  | 0 |  |  | 0 |  | 0 |  | #DIV/0! | #DIV/0!
|  |  |  | 0 |  |  | 0 |  | 0 |  | #DIV/0! | #DIV/0!
|  |  |  | 0 |  |  | 0 |  | 0 |  | #DIV/0! | #DIV/0!
|  |  |  | 0 |  |  | 0 |  | 0 |  | #DIV/0! | #DIV/0!
|  |  |  | 0 |  |  | 0 |  | 0 |  | #DIV/0! | #DIV/0!
|  |  |  | 0 |  |  | 0 |  | 0 |  | #DIV/0! | #DIV/0!
|  |  |  | 0 |  |  | 0 |  | 0 |  | #DIV/0! | #DIV/0!
|  |  |  | 0 |  |  | 0 |  | 0 |  | #DIV/0! | #DIV/0!
|  |  |  | 0 |  |  | 0 |  | 0 |  | #DIV/0! | #DIV/0!
|  |  |  | 0 |  |  | 0 |  | 0 |  | #DIV/0! | #DIV/0!
|  |  |  | 0 |  |  | 0 |  | 0 |  | #DIV/0! | #DIV/0!
|  |  |  | 0 |  |  | 0 |  | 0 |  | #DIV/0! | #DIV/0!
|  |  |  | 0 |  |  | 0 |  | 0 |  | #DIV/0! | #DIV/0!
|  |  |  | 0 |  |  | 0 |  | 0 |  | #DIV/0! | #DIV/0!
|  |  |  | 0 |  |  | 0 |  | 0 |  | #DIV/0! | #DIV/0!
|  |  |  | 0 |  |  | 0 |  | 0 |  | #DIV/0! | #DIV/0!
|  |  |  | 0 |  |  | 0 |  | 0 |  | #DIV/0! | #DIV/0!
|  |  |  | 0 |  |  | 0 |  | 0 |  | #DIV/0! | #DIV/0!
|  |  |  | 0 |  |  | 0 |  | 0 |  | #DIV/0! | #DIV/0!
|  |  |  | 0 |  |  | 0 |  | 0 |  | #DIV/0! | #DIV/0!
|  |  |  | 0 |  |  | 0 |  | 0 |  | #DIV/0! | #DIV/0!
|  |  |  | 0 |  |  | 0 |  | 0 |  | #DIV/0! | #DIV/0!
|  |  |  | 0 |  |  | 0 |  | 0 |  | #DIV/0! | #DIV/0!
|  |  |  | 0 |  |  | 0 |  | 0 |  | #DIV/0! | #DIV/0!
|  |  |  | 0 |  |  | 0 |  | 0 |  | #DIV/0! | #DIV/0!
|  |  |  | 0 |  |  | 0 |  | 0 |  | #DIV/0! | #DIV/0!
|  |  |  | 0 |  |  | 0 |  | 0 |  | #DIV/0! | #DIV/0!
|  |  |  | 0 |  |  | 0 |  | 0 |  | #DIV/0! | #DIV/0!
|  |  |  | 0 |  |  | 0 |  | 0 |  | #DIV/0! | #DIV/0!
|  |  |  | 0 |  |  | 0 |  | 0 |  | #DIV/0! | #DIV/0!
|  |  |  | 0 |  |  | 0 |  | 0 |  | #DIV/0! | #DIV/0!
|  |  |  | 0 |  |  | 0 |  | 0 |  | #DIV/0! | #DIV/0!
|  |  |  | 0 |  |  | 0 |  | 0 |  | #DIV/0! | #DIV/0!
|  |  |  | 0 |  |  | 0 |  | 0 |  | #DIV/0! | #DIV/0!
|  |  |  | 0 |  |  | 0 |  | 0 |  | #DIV/0! | #DIV/0!

## Pumps
Item | Qty | Description | Weight | Ship | list | Mult | Cost | MU | Profit | SU | Unit Cost | Total Cost
|  | (P-1,2) Armstrong Model 4030 Base Mounted End Suction Pump with OSHA coupling guard rated for gpm at ' of head with a HP, ODP Premium Efficient Motor, 460V-3P and 1800RPM |  | 0 |  |  | 0 |  | 0 |  | #DIV/0! | #DIV/0!
| 2 | Flush Line with Cuno Filter |  | 0 | 1299 | 0.4 | 1039.2 | 0.25 | 259.8 |  | 649.5 | 1299
| 2 | Flush Line with Cyclone Separator |  | 0 | 1274 | 0.4 | 1019.2 | 0.25 | 254.8 |  | 637 | 1274
| 2 | Spare Seal #975000-982 |  | 0 | 105.47 | 0.4 | 84.376 | 0.5 | 42.188 |  | 63.282 | 126.564
| 2 | Spare Seal #975000-984 |  | 0 | 171.42 | 0.4 | 137.136 | 0.5 | 68.568 |  | 102.852 | 205.704
|  | (P-1,2) Armstrong Model 4380 Vertical In Line Pump rated for gpm at ' of head with a HP, ODP Premium Efficient Motor, 460V-3P and 1800RPM |  | 0 |  |  | 0 |  | 0 |  | #DIV/0! | #DIV/0!
| 2 | Spare Seal #975000-982 |  | 0 | 105.47 | 0.4 | 84.376 | 0.5 | 42.188 |  | 63.282 | 126.564
| 2 | Spare Seal #975000-984 |  | 0 | 171.42 | 0.4 | 137.136 | 0.5 | 68.568 |  | 102.852 | 205.704
| 2 | Flush Line with Cuno Filter |  | 0 | 1299 | 0.4 | 1039.2 | 0.25 | 259.8 |  | 649.5 | 1299
| 2 | Flush Line with Cyclone Separator |  | 0 | 1274 | 0.4 | 1019.2 | 0.25 | 254.8 |  | 637 | 1274
|  | (P-1,2) Armstrong Model 4300 Vertical In Line Pump with outside mechanical seal which allows pump seal to be replaced without removing the motor. Pump is rated for gpm at ' of head with a HP, ODP Premium Efficient Motor, 460V-3P and 1800RPM |  | 0 |  |  | 0 |  | 0 |  | #DIV/0! | #DIV/0!
|  | (P-1,2) Armstrong Model 4600 Horizontal Split Case Pump with OSHA coupling guard rated for gpm at ' of head with a HP, ODP Premium Efficient Motor, 460V-3P and 1800RPM |  | 0 |  |  | 0 |  | 0 |  | #DIV/0! | #DIV/0!
|  | (P-1,2) Armstrong Model 1050 Circulator rated for gpm at ' of head with a HP, ODP Standard Efficient Motor, 115V-1P and 1800RPM. |  | 0 |  |  | 0 |  | 0 |  | #DIV/0! | #DIV/0!
| 2 | Spare Seal #816706-021 |  | 0 | 40.35 | 0.4 | 32.28 | 0.5 | 16.14 |  | 24.21 | 48.42
|  | (P-1,2) Armstrong Model E7 Circulator rated for gpm at ' of head with a .167HP Motor, 115V-1P and 3600RPM with companion flanges. |  | 0 |  |  | 0 |  | 0 |  | #DIV/0! | #DIV/0!
|  | (P-1,2) Armstrong Model E7B All Bronze Circulator rated for gpm at ' of head with a .167HP Motor, 115V-1P and 3600RPM with companion flanges. |  | 0 |  |  | 0 |  | 0 |  | #DIV/0! | #DIV/0!
| 2 | Spare Seal #975000-982 |  | 0 | 105.47 | 0.4 | 84.376 | 0.5 | 42.188 |  | 63.282 | 126.564
| 2 | Spare Seal #975000-984 |  | 0 | 171.42 | 0.4 | 137.136 | 0.5 | 68.568 |  | 102.852 | 205.704
| 2 | Spare Seal #816706-021 |  | 0 | 40.35 | 0.4 | 32.28 | 0.5 | 16.14 |  | 24.21 | 48.42
| 2 | Flush Line with Cuno Filter |  | 0 | 1299 | 0.4 | 1039.2 | 0.25 | 259.8 |  | 649.5 | 1299
| 2 | Flush Line with Cyclone Separator |  | 0 | 1274 | 0.4 | 1019.2 | 0.25 | 254.8 |  | 637 | 1274
| 1 | Aquastat |  | 0 | 38 | 0.4 | 15.2 | 0.25 | 3.8 |  | 19 | 19
| 1 | 24 Hour Mechanical Timer |  | 0 | 101 | 0.4 | 40.4 | 0.25 | 10.1 |  | 50.5 | 50.5
|  |  |  | 0 |  |  | 0 |  | 0 |  | #DIV/0! | #DIV/0!
|  |  |  | 0 |  |  | 0 |  | 0 |  | #DIV/0! | #DIV/0!
|  |  |  | 0 |  |  | 0 |  | 0 |  | #DIV/0! | #DIV/0!
|  |  |  | 0 |  |  | 0 |  | 0 |  | #DIV/0! | #DIV/0!
|  |  |  | 0 |  |  | 0 |  | 0 |  | #DIV/0! | #DIV/0!
|  |  |  | 0 |  |  | 0 |  | 0 |  | #DIV/0! | #DIV/0!
|  |  |  | 0 |  |  | 0 |  | 0 |  | #DIV/0! | #DIV/0!
|  |  |  | 0 |  |  | 0 |  | 0 |  | #DIV/0! | #DIV/0!
|  |  |  | 0 |  |  | 0 |  | 0 |  | #DIV/0! | #DIV/0!
|  |  |  | 0 |  |  | 0 |  | 0 |  | #DIV/0! | #DIV/0!
|  |  |  | 0 |  |  | 0 |  | 0 |  | #DIV/0! | #DIV/0!
|  |  |  | 0 |  |  | 0 |  | 0 |  | #DIV/0! | #DIV/0!
|  |  |  | 0 |  |  | 0 |  | 0 |  | #DIV/0! | #DIV/0!
|  |  |  | 0 |  |  | 0 |  | 0 |  | #DIV/0! | #DIV/0!
|  |  |  | 0 |  |  | 0 |  | 0 |  | #DIV/0! | #DIV/0!
|  |  |  | 0 |  |  | 0 |  | 0 |  | #DIV/0! | #DIV/0!
|  |  |  | 0 |  |  | 0 |  | 0 |  | #DIV/0! | #DIV/0!
|  |  |  | 0 |  |  | 0 |  | 0 |  | #DIV/0! | #DIV/0!
|  |  |  | 0 |  |  | 0 |  | 0 |  | #DIV/0! | #DIV/0!
|  |  |  | 0 |  |  | 0 |  | 0 |  | #DIV/0! | #DIV/0!
|  |  |  | 0 |  |  | 0 |  | 0 |  | #DIV/0! | #DIV/0!
|  |  |  | 0 |  |  | 0 |  | 0 |  | #DIV/0! | #DIV/0!
|  |  |  | 0 |  |  | 0 |  | 0 |  | #DIV/0! | #DIV/0!
|  |  |  | 0 |  |  | 0 |  | 0 |  | #DIV/0! | #DIV/0!
|  |  |  | 0 |  |  | 0 |  | 0 |  | #DIV/0! | #DIV/0!
|  |  |  | 0 |  |  | 0 |  | 0 |  | #DIV/0! | #DIV/0!
|  |  |  | 0 |  |  | 0 |  | 0 |  | #DIV/0! | #DIV/0!
|  |  |  | 0 |  |  | 0 |  | 0 |  | #DIV/0! | #DIV/0!
|  |  |  | 0 |  |  | 0 |  | 0 |  | #DIV/0! | #DIV/0!
|  |  |  | 0 |  |  | 0 |  | 0 |  | #DIV/0! | #DIV/0!
|  |  |  | 0 |  |  | 0 |  | 0 |  | #DIV/0! | #DIV/0!
|  |  |  | 0 |  |  | 0 |  | 0 |  | #DIV/0! | #DIV/0!
|  |  |  | 0 |  |  | 0 |  | 0 |  | #DIV/0! | #DIV/0!
|  |  |  | 0 |  |  | 0 |  | 0 |  | #DIV/0! | #DIV/0!
|  |  |  | 0 |  |  | 0 |  | 0 |  | #DIV/0! | #DIV/0!
|  |  |  | 0 |  |  | 0 |  | 0 |  | #DIV/0! | #DIV/0!
|  |  |  | 0 |  |  | 0 |  | 0 |  | #DIV/0! | #DIV/0!
|  |  |  | 0 |  |  | 0 |  | 0 |  | #DIV/0! | #DIV/0!
|  |  |  | 0 |  |  | 0 |  | 0 |  | #DIV/0! | #DIV/0!
|  |  |  | 0 |  |  | 0 |  | 0 |  | #DIV/0! | #DIV/0!
|  |  |  | 0 |  |  | 0 |  | 0 |  | #DIV/0! | #DIV/0!
|  |  |  | 0 |  |  | 0 |  | 0 |  | #DIV/0! | #DIV/0!
|  |  |  | 0 |  |  | 0 |  | 0 |  | #DIV/0! | #DIV/0!
|  |  |  | 0 |  |  | 0 |  | 0 |  | #DIV/0! | #DIV/0!
|  |  |  | 0 |  |  | 0 |  | 0 |  | #DIV/0! | #DIV/0!
|  |  |  | 0 |  |  | 0 |  | 0 |  | #DIV/0! | #DIV/0!
|  |  |  | 0 |  |  | 0 |  | 0 |  | #DIV/0! | #DIV/0!
|  |  |  | 0 |  |  | 0 |  | 0 |  | #DIV/0! | #DIV/0!
|  |  |  | 0 |  |  | 0 |  | 0 |  | #DIV/0! | #DIV/0!
|  |  |  | 0 |  |  | 0 |  | 0 |  | #DIV/0! | #DIV/0!
|  |  |  | 0 |  |  | 0 |  | 0 |  | #DIV/0! | #DIV/0!
|  |  |  | 0 |  |  | 0 |  | 0 |  | #DIV/0! | #DIV/0!
|  |  |  | 0 |  |  | 0 |  | 0 |  | #DIV/0! | #DIV/0!
|  |  |  | 0 |  |  | 0 |  | 0 |  | #DIV/0! | #DIV/0!
|  |  |  | 0 |  |  | 0 |  | 0 |  | #DIV/0! | #DIV/0!
|  |  |  | 0 |  |  | 0 |  | 0 |  | #DIV/0! | #DIV/0!
|  |  |  | 0 |  |  | 0 |  | 0 |  | #DIV/0! | #DIV/0!
|  |  |  | 0 |  |  | 0 |  | 0 |  | #DIV/0! | #DIV/0!
|  |  |  | 0 |  |  | 0 |  | 0 |  | #DIV/0! | #DIV/0!
|  |  |  | 0 |  |  | 0 |  | 0 |  | #DIV/0! | #DIV/0!
|  |  |  | 0 |  |  | 0 |  | 0 |  | #DIV/0! | #DIV/0!
|  |  |  | 0 |  |  | 0 |  | 0 |  | #DIV/0! | #DIV/0!
|  |  |  | 0 |  |  | 0 |  | 0 |  | #DIV/0! | #DIV/0!
|  |  |  | 0 |  |  | 0 |  | 0 |  | #DIV/0! | #DIV/0!
|  |  |  | 0 |  |  | 0 |  | 0 |  | #DIV/0! | #DIV/0!
|  |  |  | 0 |  |  | 0 |  | 0 |  | #DIV/0! | #DIV/0!
|  |  |  | 0 |  |  | 0 |  | 0 |  | #DIV/0! | #DIV/0!
|  |  |  | 0 |  |  | 0 |  | 0 |  | #DIV/0! | #DIV/0!
|  |  |  | 0 |  |  | 0 |  | 0 |  | #DIV/0! | #DIV/0!
|  |  |  | 0 |  |  | 0 |  | 0 |  | #DIV/0! | #DIV/0!
|  |  |  | 0 |  |  | 0 |  | 0 |  | #DIV/0! | #DIV/0!
|  |  |  | 0 |  |  | 0 |  | 0 |  | #DIV/0! | #DIV/0!
|  |  |  | 0 |  |  | 0 |  | 0 |  | #DIV/0! | #DIV/0!
|  |  |  | 0 |  |  | 0 |  | 0 |  | #DIV/0! | #DIV/0!
|  |  |  | 0 |  |  | 0 |  | 0 |  | #DIV/0! | #DIV/0!
|  |  |  | 0 |  |  | 0 |  | 0 |  | #DIV/0! | #DIV/0!
|  |  |  | 0 |  |  | 0 |  | 0 |  | #DIV/0! | #DIV/0!
|  |  |  | 0 |  |  | 0 |  | 0 |  | #DIV/0! | #DIV/0!
|  |  |  | 0 |  |  | 0 |  | 0 |  | #DIV/0! | #DIV/0!
|  |  |  | 0 |  |  | 0 |  | 0 |  | #DIV/0! | #DIV/0!
|  |  |  | 0 |  |  | 0 |  | 0 |  | #DIV/0! | #DIV/0!
|  |  |  | 0 |  |  | 0 |  | 0 |  | #DIV/0! | #DIV/0!
|  |  |  | 0 |  |  | 0 |  | 0 |  | #DIV/0! | #DIV/0!
|  |  |  | 0 |  |  | 0 |  | 0 |  | #DIV/0! | #DIV/0!
|  |  |  | 0 |  |  | 0 |  | 0 |  | #DIV/0! | #DIV/0!
|  |  |  | 0 |  |  | 0 |  | 0 |  | #DIV/0! | #DIV/0!
|  |  |  | 0 |  |  | 0 |  | 0 |  | #DIV/0! | #DIV/0!
|  |  |  | 0 |  |  | 0 |  | 0 |  | #DIV/0! | #DIV/0!
|  |  |  | 0 |  |  | 0 |  | 0 |  | #DIV/0! | #DIV/0!
|  |  |  | 0 |  |  | 0 |  | 0 |  | #DIV/0! | #DIV/0!
|  |  |  | 0 |  |  | 0 |  | 0 |  | #DIV/0! | #DIV/0!
|  |  |  | 0 |  |  | 0 |  | 0 |  | #DIV/0! | #DIV/0!
|  |  |  | 0 |  |  | 0 |  | 0 |  | #DIV/0! | #DIV/0!
|  |  |  | 0 |  |  | 0 |  | 0 |  | #DIV/0! | #DIV/0!
|  |  |  | 0 |  |  | 0 |  | 0 |  | #DIV/0! | #DIV/0!
|  |  |  | 0 |  |  | 0 |  | 0 |  | #DIV/0! | #DIV/0!